## CBA-CUSTOMER-LIST
SN | COMM CODE | STATUS | ACCOUNT | Country | COUNTRY CODE-ISO | GROUP | PARENT COMPANY NAME | X | PARENT COMPNAY CODE | Plant Name | X | PLANT CODE | Site Name | X | SITE CODE | System SN | Model | System Type | Cf/Neg | Application | Belt Width(MM) | Opcon-OS | Nautilus Version | OPCON Control Software | Site PLC Type | LD Stone Version | DSP Version | RPP Version | Sqr. Card Version | Remote OPCON | Spares On-site | REMARKS | Year of I&C | Install & Start Date | Last visit | FSE | PSA START | PSA END | YRS | VISITS
1 | 50 | TFS-EU | THERMO | Albania | ALB | Antea | Antea Cement Company | 01 | ALB01 | Antea Cement Company | 01 | ALB0101 | Fushe Kruje | 01 | ALB010101 |  | CBX | CBX | Cf-252 | RM | [11 empty] | status not known since I&C by ZA in 2008
2 | 11 | SL-PSA | SPECTRA | Algeria | DZA | Lafarge-Holcim | LafargeHolcim-Algeria | 01 | DZA01 | Lafarge-Algerian Cement Co, (LCM) | 01 | DZA0101 | Hydra-1 | 01 | DZA010101 | 821002 | CBX | CBX | Cf-252 | SP | 1200 |  |  | QCX |  |  | Trident |  |  | NO | NO |  | 2004 | 2004-02-25 |  |  | 1.3.2023 | 28.2.2024 | 1 | 2
3 | 11 | SL-PSA | SPECTRA | Algeria | DZA | Lafarge-Holcim | LafargeHolcim-Algeria | 01 | DZA01 | Lafarge-Algerian Cement Co, (LCM) | 01 | DZA0101 | Hydra-2 | 02 | DZA010102 | 821003 | CBX | CBX | Cf-252 | SP | 1400 |  |  | QCX |  |  | Trident |  |  | NO | NO |  | 2004 | 2004-02-25 |  |  | 1.3.2023 | 28.2.2024 | 1 | 2
4 | 11 | SL-PSA | SPECTRA | Algeria | DZA | Lafarge-Holcim | LafargeHolcim-Algeria | 01 | DZA01 | Lafarge-Ciba Cement Company-(LCO) | 02 | DZA0102 | Ciba Grey | 01 | DZA010201 | 821083 | CBX | CBX | Cf-252 | SP | 1600 |  |  | QCX | N/A |  | Trident |  |  | NO | NO |  | 2008/Q2 | 2008-06-09 |  |  | 1.3.2023 | 28.2.2024 | 1 | 2
5 | 11 | SL-PSA | SPECTRA | Algeria | DZA | Lafarge-Holcim | LafargeHolcim-Algeria | 01 | DZA01 | Lafarge--CILAS cement SPA (CILAS) | 03 | DZA0103 | Cilas | 01 | DZA010301 |  | OMNI | OMNI | Cf-252 | SP | [12 empty] | Q1/2016 |  |  |  | 1.3.2023 | 28.2.2024 | 1 | 2
6 | 22 | T&M | THERMO | Algeria | DZA | Biskaria | Biskaria Cement Spa | 02 | DZA02 | Biskaria Cement Spa | 01 | DZA0201 | Biskeria-1 | 01 | DZA020101 | 823108 | OMNI-N | Omni Fusion | Ngen | SP | [12 empty] | Q1/2018
7 | 22 | T&M | THERMO | Algeria | DZA | Biskaria | Biskaria Cement Spa | 02 | DZA02 | Biskaria Cement Spa | 01 | DZA0201 | Biskara-2 | 02 | DZA020102 | 823109 | OMNI-N | Omni Fusion | Ngen | RM | [12 empty] | Q1/2018
8 | 22 | T&M | THERMO | Algeria | DZA | Saoura | Société Saoura Ciments | 03 | DZA03 | Société Saoura Ciments | 01 | DZA0301 | Bechar-1 | 01 | DZA030101 |  | OMNI-N | Omni Fusion | Ngen | SP | [12 empty] | I&C BY China
9 | 22 | T&M | THERMO | Algeria | DZA | Saoura | Société Saoura Ciments | 03 | DZA03 | Société Saoura Ciments | 01 | DZA0301 | Bechar-2 | 02 | DZA030102 |  | OMNI-N | Omni Fusion | Ngen | RM | [12 empty] | I&C BY China
10 | 24 | NOT KNOWN | THERMO | Algeria | DZA | STG | STG Cement | 04 | DZA04 | STG Cement | 01 | DZA0401 | Oliff | 01 | DZA040101 |  | OMNI | OMNI | Cf-252 | [13 empty] | I&C BY China
11 | 40 | TFS-RSA | THERMO | Angola | AGO | ANGOLA | Cimenfort Industrial | 01 | AGO01 | Cimenfort Industrial | 01 | AGO0101 | Cimenfort | 01 | AGO010101 |  | OMNI | CB Omni Fusion | Cf-252 | SP
12 | 11 | SL-PSA | SPECTRA | Azerbaijan | AZE | NORM | Norm Cement Company | 01 | AZE01 | Norm Cement Company | 01 | AZE0101 | Norm-1 | 01 | AZE010101 | 891119 | OMNI | OMNI | Cf-252 | SP | [16 empty] | 1.10.2022 | 30.09.2025 | 3 | 1
13 | 11 | SL-PSA | SPECTRA | Azerbaijan | AZE | NORM | Norm Cement Company | 01 | AZE01 | Norm Cement Company | 01 | AZE0101 | Norm-2 | 02 | AZE010102 | 891120 | OMNI | OMNI | Cf-252 | RM | [16 empty] | 1.10.2022 | 30.09.2025 | 3 | 1
14 | 11 | SL-PSA | SPECTRA | Congo | COG | Dangote | Dangote Cement-Congo | 01 | COG01 | Dangote Cement-Congo | 01 | COG0101 | Congo | 01 | COG010101 |  | OMNI | OMNI | Cf-252 | SP | [16 empty] | 1.2.2022 | 31.1.2023 | 1 | 1
15 | 40 | TFS-RSA | THERMO | DR-CONGO | DRC | Nyumba | Nyumba Ya Akiba DRC | 01 | DRC01 | Nyumba Ya Akiba DRC | 01 | DRC0101 | DRC | 01 | DRC010101 | 891207 | OMNI | OMNI | Cf-252 | SP |  |  |  | BASE CEMENT | [8 empty] | 2015
16 | 22 | T&M | THERMO | Egypt | EGY | Lafarge-Holcim | Lafarge-Egyptian Cement Company | 01 | EGY01 | Lafarge-Egyptian Cement Company | 01 | EGY0101 | ECC1 | 01 | EGY010101 | 820056 | OMNI-R | CBA-GN-OMNI-R | Cf-252 | SP | 1200 |  |  | Auto-Prebos |  |  | NEW |  |  | YES | YES |  | 1999
17 | 0 | Decom | THERMO | Egypt | EGY | Lafarge-Holcim | Lafarge-Egyptian Cement Company | 01 | EGY01 | Lafarge-Egyptian Cement Company | 01 | EGY0101 | ECC2 | 02 | EGY010102 | 820086 | CBGN | CBGN | Cf-252 | SP | 1200 |  |  | Auto-Prebos | [5 empty] | YES | YES |  | 2001
18 | 22 | T&M | THERMO | Egypt | EGY | Lafarge-Holcim | Lafarge-Egyptian Cement Company | 01 | EGY01 | Lafarge-Egyptian Cement Company | 01 | EGY0101 | ECC3 | 03 | EGY010103 |  | OMNI | OMNI | Cf-252 | SP | 1200 | [11 empty] | Q2/2018
19 | 22 | T&M | SPECTRA | Egypt | EGY | Misr Beni Suef | Misr Beni Suef Cement Company | 02 | EGY02 | Misr Beni Suef Cement Company | 01 | EGY0201 | MBCC1 | 01 | EGY020101 | 820082 | CBGN | CBGN | Cf-252 | SP | 1400 |  |  | QCX | [5 empty] | NO | NO |  | 2002
20 | 22 | T&M | SPECTRA | Egypt | EGY | Misr Beni Suef | Misr Beni Suef Cement Company | 02 | EGY02 | Misr Beni Suef Cement Company | 01 | EGY0201 | MBCC2 | 02 | EGY020102 | 821128 | CBX | CBX | Cf-252 | SP | 1600 |  |  | ABB-RMP |  |  | Trident |  |  | NO | NO |  | 2009/Q3 | 2009-08-05
21 | 24 | NOT WORKING | SPECTRA | Egypt | EGY | South Valley | Souht Vally Cement Company | 03 | EGY03 | Souht Vally Cement Company | 01 | EGY0301 | SVCC | 01 | EGY030101 | 821134 | CBX | CBX | Cf-252 | SP | [6 empty] | Trident |  |  | NO | NO |  | 2010/Q4
22 | 21 | TF-PSA | THERMO | Egypt | EGY | RAMLIYA | ACC-Ramliya Cement Company | 04 | EGY04 | ACC-Ramliya Cement Company | 01 | EGY0401 | Ramliya | 01 | EGY040101 | 825072 | OMNI-R | FSA-OMNI-R | Cf-252 | SP |  |  |  | QCX | [5 empty] | ?? | NO |  | 2008/Q3 |  |  |  | 1.6.2022 | 31.5.2023 | 1 | 1
23 | 21 | TF-PSA | THERMO | Egypt | EGY | AMREYAH | Amreyah Cement Co.,Egypt | 05 | EGY05 | Amreyah Cement Co.,Egypt | 01 | EGY0501 | Amreyah | 01 | EGY050101 | 826025 | OMNI-R | FSA-OMNI-R | Cf-252 | SP | [10 empty] | ?? | [5 empty] | 1.5.2021 | 30.4.2024 | 3 | 2
24 | 0 | Decom | THERMO | Egypt | EGY | National | National Cement Company | 06 | EGY06 | National Cement Company | 01 | EGY0601 | NCC | 01 | EGY060101 | 820005 | CBA | CBA | Cf-252 | SP |  |  |  | Auto-Prebos | [5 empty] | NO | NO |  | 1997
25 | 24 | NOT WORKING | SPECTRA | Ethiopia | ETH | Messabo | Messabo Cement Company | 01 | ETH01 | Messabo Cement Company | 01 | ETH0101 | Messabo-1 | 01 | ETH010101 | 822218 | OMNI | OMNI | Cf-252 | SP |  |  |  | Base Cement | [5 empty] | NO | NO |  | 2011/Q3
26 | 24 | NOT INSTALLED | SPECTRA | Ethiopia | ETH | Messabo | Messabo Cement Company | 01 | ETH01 | Messabo Cement Company | 01 | ETH0101 | Messabo-2 | 02 | ETH010102 |  | OMNI | OMNI | Cf-252 | SP | [12 empty] | NOT INSTALLED | System on Site
27 | 11 | SL-PSA | SPECTRA | Ethiopia | ETH | Dangote | DANGOTE- CEMENT-ETHIOPEA | 02 | ETH02 | DANGOTE CEMENT-ETHIOPEA | 01 | ETH0201 | DC-ETHIOPIA 1 | 01 | ETH020101 |  | OMNI | OMNI | Cf-252 | SP |  |  |  | Base Cement | [8 empty] | 2015/Q3 |  |  |  | 1.7.2023 | 30.6.2026 | 3 | 2
28 | 13 | SL-I&C | SPECTRA | Ethiopia | ETH | Dangote | DANGOTE- CEMENT-ETHIOPEA | 02 | ETH02 | DANGOTE CEMENT-ETHIOPEA | 01 | ETH0201 | DC-ETHIOPIA 2 | 02 | ETH020102 |  | OMNI | OMNI | Cf-252 | RM
29 | 0 | NO GO | NO GO | Iran | IRN | Sarooj | Sarouj Busher Cement Company- Polysius | 01 | IRN01 | Sarouj Busher Cement Company- Polysius | 01 | IRN0101 | Busher | 01 | IRN010101 | 821064 | CBX | CBX | Cf-252 | SP | 1200 |  |  | Base-QCX |  |  | Trident |  |  | NO | NO |  | 2009/Q3 | 2009-08-01
30 | 0 | NO GO | NO GO | Iran | IRN | Shemal | Shemal Cement Company-VA Tech | 02 | IRN02 | Shemal Cement Company-VA Tech | 01 | IRN0201 | Shemal | 01 | IRN020101 | 821038 | CBX | CBX | Cf-252 | SP | 1400 |  |  | Base Cement |  |  | Trident |  |  | NO | NO |  | 2008/Q2 | 2008-05-23
31 | 0 | Decom | NO GO | Iran | IRN | El Tebbin | National Cement-IRAN | 03 | IRN03 | National Cement-IRAN | 01 | IRN0301 | El Tebbin | 01 | IRN030101 |  | CBA | CBA | Cf-252 | SP
32 | 0 | NO GO | NO GO | Iran | IRN | Khozestan | Karoon Cement Company | 04 | IRN04 | Karoon Cement Company | 01 | IRN0401 | Khozestan | 01 | IRN040101 |  | CBX | CBX | Cf-252 | SP
33 | 0 | NO GO | NO GO | Iran | IRN | Nahavand | Nahavand Cement Company | 05 | IRN05 | Nahavand Cement Company | 01 | IRN0501 | Nahavand | 01 | IRN050101 |  | CBX | CBX | Cf-252 | SP
34 | 0 | NO GO | NO GO | Iran | IRN | Lar | Sabzevar Cement Company | 06 | IRN06 | Sabzevar Cement Company | 01 | IRN0601 | Lar | 01 | IRN060101 |  | CBX | CBX | Cf-252 | SP
35 | 0 | NO GO | NO GO | Iran | IRN | Semnen | Shahrood Cement Company | 07 | IRN07 | Shahrood Cement Company | 01 | IRN0701 | Semnen | 01 | IRN070101 |  | CBX | CBX | Cf-252 | SP
36 | 0 | NO GO | NO GO | Iran | IRN | Bushehr | Kangan Cement | 08 | IRN08 | Kangan Cement | 01 | IRN0801 | Bushehr | 01 | IRN080101 |  | CBX | CBX | Cf-252 | SP
37 | 11 | SL-PSA | SPECTRA | Iraq | IRQ | Lafarge-Holcim | Lafrage-Bazian Cement Company-Iraq | 01 | IRQ01 | Lafrage-Bazian Cement Company-Iraq | 01 | IRQ0101 | Baizan | 01 | IRQ010101 | 821090 | CBX | CBX | Cf-252 | SP | 1600 |  |  | Auto-Prebos |  |  | Trident |  |  | NO | YES |  | 2009/Q2 | 2009-07-16 |  |  | 1.8.2021 | 31.7.2024 | 3 | 2
38 | 24 | NOT INSTALLED | SPECTRA | Iraq | IRQ | Qarachog | KAR Cement Company | 02 | IRQ02 | KAR Cement Company | 01 | IRQ0201 | Qarachog | 01 | IRQ020101 |  | OMNI | OMNI | Cf-252 | SP
39 | 20 | TF-PSA-EXP | THERMO | Jordan | JOR | Lafarge-Holcim | Lafarge-Rashadiya Cement Plant | 01 | JOR01 | Lafarge-Rashadiya Cement Plant | 01 | JOR0101 | Rashadiya-1 | 01 | JOR010101 | 821139 | CBX | CBX | Cf-252 | SP | 900 |  |  | Prebos | [5 empty] | NO | YES |  | 2008/Q4 | 2008-11-08
40 | 20 | TF-PSA-EXP | THERMO | Jordan | JOR | Lafarge-Holcim | Lafarge-Rashadiya Cement Plant | 01 | JOR01 | Lafarge-Rashadiya Cement Plant | 01 | JOR0101 | Rashadiya-2 | 02 | JOR010102 | 821140 | CBX | CBX | Cf-252 | SP | 900 |  |  | Prebos | [5 empty] | NO | YES |  | 2008/Q4 | 2008-11-08
41 | 24 | NOT WORKING | THERMO | Jordan | JOR | Lafarge-Holcim | Lafarge-Fuhais Cement Plant | 01 | JOR01 | Lafarge-Fuhais Cement Plant | 02 | JOR0102 | Fuhais-1 | 01 | JOR010201 | 821137 | CBX | CBX | Cf-252 | SP | 1200 |  |  | Prebos | [5 empty] | NO | YES |  | 2008/Q4 | 2008-11-28
42 | 24 | NOT WORKING | THERMO | Jordan | JOR | Lafarge-Holcim | Lafarge-Fuhais Cement Plant | 01 | JOR01 | Lafarge-Fuhais Cement Plant | 02 | JOR0102 | Fuhais-2 | 02 | JOR010202 | 821138 | CBX | CBX | Cf-252 | SP | 1200 |  |  | Prebos | [5 empty] | NO | YES |  | 2008/Q4 | 2008-11-28
43 | 24 | NOT INSTALLED | SPECTRA | Jordan | JOR | Al Qatrana | AL Qatrana Cement Company | 02 | JOR02 | AL Qatrana Cement Company | 03 | JOR0203 | Qatrana | 01 | JOR020301 |  | OMNI | OMNI | Cf-252 | SP | [9 empty] | NO | YES |  | NOT INSTALLED | System on Site
44 | 22 | T&M | THERMO | Jordan | JOR | UTILITY | COAL ANALYZER | 03 | JOR03 | COAL ANALYZER IN JORDAN | 03 | JOR0303 | UTILITY | 01 | JOR030301 |  | ECA | ECA | Cf-252 | COAL | [11 empty] | by TFS-India-Irfan | 2019
45 | 40 | NOT KNOWN | THERMO-EU | Kazakhstan | KAZ | Caspi | Caspi Cement | 01 | KAZ01 | Caspi Cement | 01 | KAZ0101 | Shetpe | 01 | KAZ010101 |  | OMNI | CB Omni | Cf-252 | RM
46 | 50 | TFS-EU | THERMO | Kazakhstan | KAZ | Kokshe | Kokshe Cement | 02 | KAZ02 | Kokshe Cement | 01 | KAZ0201 | Kokshe-1 | 01 | KAZ020101 |  | CBX | CBX | Cf-252 | SP
47 | 50 | TFS-EU | THERMO | Kazakhstan | KAZ | Kokshe | Kokshe Cement | 02 | KAZ02 | Kokshe Cement | 01 | KAZ0201 | Kokshe-2 | 02 | KAZ020102 |  | CBX | CBX | Cf-252 | RM
48 | 50 | TFS-EU | THERMO | Kazakhstan | KAZ | UTILITY | Coal analyzer Project-2 ECA, 2 CQM | 03 | KAZ03 | COAL ANALYZER IN KAZA | 01 | KAZ0301 | KAZAKISTAN | 01 | KAZ030101 |  | ECA | ECA |  | COAL
49 | 22 | T&M | SPECTRA | Lebanon | LBN | LafargeHolcim | Lafarge-Holcim Cement Company Liban | 01 | LBN01 | Lafarge-Holcim Cement Company Liban | 01 | LBN0101 | Chekka 1 | 01 | LBN010101 | 820021 | CBA-GN | CBA-GN | Cf-252 | SP | 1200 |  |  | Base Cement |  |  | NEW |  |  | YES | YES |  | 2004/1997
50 | 22 | T&M | SPECTRA | Lebanon | LBN | LafargeHolcim | Lafarge-Holcim Cement Company Liban | 01 | LBN01 | Lafarge-Holcim Cement Company Liban | 01 | LBN0101 | Chakka-3 | 02 | LBN010102 | 821081 | CBX | CBX | Cf-252 | sP | 1000 |  |  | RAMOS | [5 empty] | NO | YES |  | 2007/Q3 | 2007-09-26
51 | 21 | TF-PSA | THERMO | Lebanon | LBN | SECIL | Ciment De Sibline Company | 02 | LBN02 | Ciment De Sibline Company | 01 | LBN0201 | Sibline | 01 | LBN020101 | 820036 | OMNI-R | CBA-GN-OMNI-R | Cf-252 | sP | 1200 |  |  | Auto-Prebos |  |  | NEW |  |  | NO | YES |  | 2003/1997 |  |  |  | 1.2.2021 | 31.1.2025 | 3 | 1
52 | 21 | TF-PSA | THERMO | Lebanon | LBN | Cimenterie | Cimenterie National Cement Company | 03 | LBN03 | Cimenterie National Cement Company | 01 | LBN0301 | Chekka 2 | 01 | LBN030101 | 820050 | OMNI-R | CBA-GN-OMNI-R | Cf-252 | sP | 1000 |  |  | Base Cement |  |  | NEW |  |  | YES | NO |  | 2004/1997 |  |  |  | 1.2.2021 | 31.1.2024 | 3 | 2
53 | 21 | TF-PSA | THERMO | Lebanon | LBN | Cimenterie | Cimenterie National Cement Company | 03 | LBN03 | Cimenterie National Cement Company | 01 | LBN0301 | Chekka-4 | 02 | LBN030102 | 822307 | OMNI | OMNI | Cf-252 | sP | [9 empty] | NO | NO |  | Q1/2013 | Mar |  |  | 1.2.2021 | 31.1.2024 | 3 | 2
54 | 20 | TF-PSA-EXP | THERMO | Libya | LBY | AUCC | Arab Union Cement Company | 01 | LBY01 | Arab Union Cement Company | 01 | LBY0101 | AUCC | 01 | LBY010101 | 821135 | CBX | CBX | Cf-252 | SP | 1400 |  |  | QCX | [5 empty] | NO | NO |  | 2009/Q2 | 2009-05-17
55 | 21 | TF-PSA | THERMO | Morocco | MAR | LafargeHolcim | Lafarge-Holcim Morocco | 01 | MAR01 | Lafarge-Holcim -Settat-Cement Plant | 01 | MAR0101 | Settat-1 | 01 | MAR010101 | 821059 | OMNI-R | CBX-OMNI-R | Cf-252 | RM | 1000 |  |  | ABB-RMP | [5 empty] | NO | NO |  | 2007/Q3 | 2007-06-29 |  |  | 20.2.23 | 20.2.26 | 3 | 2
56 | 21 | TF-PSA | THERMO | Morocco | MAR | LafargeHolcim | Lafarge-Holcim Morocco | 01 | MAR01 | Lafarge-Holcim -Settat-Cement Plant | 01 | MAR0101 | Settat-2 | 02 | MAR010102 | 821060 | OMNI-R | CBX-OMNI-R | Cf-252 | SP | 1400 |  |  | ABB-RMP | [5 empty] | NO | NO |  | 2007/Q3 | 2007-07-09 |  |  | 20.2.23 | 20.2.26 | 3 | 2
57 | 21 | TF-PSA | THERMO | Morocco | MAR | LafargeHolcim | Lafarge-Holcim Morocco | 01 | MAR01 | Lafarge-Holcim -Fes-Cement Plant | 02 | MAR0102 | Fes-1 | 01 | MAR010201 | 822195 | OMNI | OMNI | Cf-252 | SP | [9 empty] | NO | NO |  | Q2/2012 |  |  |  | 2020-10-01 | 2023-09-30 | 3 | 2
58 | 21 | TF-PSA | THERMO | Morocco | MAR | LafargeHolcim | Lafarge-Holcim Morocco | 01 | MAR01 | Lafarge-Holcim -Fes-Cement Plant | 02 | MAR0102 | Fes-2 | 02 | MAR010202 | 822196 | OMNI | OMNI | Cf-252 | RM | [9 empty] | NO | NO |  | Q2/2012 |  |  |  | 2020-10-01 | 2023-09-30 | 3 | 2
59 | 21 | TF-PSA | THERMO | Morocco | MAR | LafargeHolcim | Lafarge-Holcim Morocco | 01 | MAR01 | Lafarge-Holcim-Oujda- Cement Plant | 03 | MAR0103 | Oujda | 01 | MAR010301 | 825051 | EBA | EBA | Cf-252 | RM |  |  |  | ABB-KM | [5 empty] | ?? | ?? |  | 2007 |  |  |  | 2020-10-01 | 2023-09-30 | 3 | 2
60 | 22 | T&M | SPECTRA | Morocco | MAR | CIMAR | Ciment Du Maroc | 02 | MAR02 | Ciment Du Maroc-Ait Baha Cement | 01 | MAR0201 | Ait Baha | 01 | MAR020101 | 822175 | OMNI | OMNI | Cf-252 | RM |  |  |  | QCX | [5 empty] | NO | YES |  | 2011/Q3
61 | 22 | T&M | SPECTRA | Morocco | MAR | CIMAR | Ciment Du Maroc | 02 | MAR02 | Ciment Du Maroc-Safi Cement Plant | 02 | MAR0202 | Safi | 01 | MAR020201 | 822151 | OMNI | OMNI | Cf-252 | RM |  |  |  | QCX | [5 empty] | NO | YES |  | 2011/Q3
62 | 24 | NOT KNOWN | TFS-INDIA | Nepal | NEP | SAMRT | Samrat Cement | 01 | NEP01 | Samrat Cement | 01 | NEP0101 | Kamanpur | 01 | NEP010101 |  | OMNI | CB Omni Fusion | Cf-252 | SP
63 | 11 | SL-PSA | SPECTRA | Nigeria | NGA | Lafarge-Holcim | Lafarge-UCC-Calabar Cement Company | 01 | NGA01 | Lafarge-UCC-Calabar Cement Company | 01 | NGA0101 | Calabar-1 | 01 | NGA010101 | 821066 | CBX | CBX | Cf-252 | SP | 1600 |  |  | QCX | [5 empty] | NO | YES |  | 2009/Q2 | 2009-05-03 |  |  | 1.1.2023 | 31.12.2023 | 1 | 3
64 | 11 | SL-PSA | SPECTRA | Nigeria | NGA | Lafarge-Holcim | Lafarge-UCC-Calabar Cement Company | 01 | NGA01 | Lafarge-UCC-Calabar Cement Company | 01 | NGA0101 | Calabar-2 | 02 | NGA010102 |  | OMNI | OMNI | Cf-252 | SP | 1600 |  |  | QCX | [5 empty] | NO | YES |  | 2009/Q2 | 2009-05-03 |  |  | 1.1.2023 | 31.12.2023 | 1 | 3
65 | 11 | SL-PSA | SPECTRA | Nigeria | NGA | Lafarge-Holcim | Lafarge-UCC-Calabar Cement Company | 01 | NGA01 | Lafarge-UCC-Calabar Cement Company | 01 | NGA0101 | Calabar-3 | 03 | NGA010103 |  | OMNI | Omni-Agile | Cf-252 | SP | [16 empty] | 1.1.2023 | 31.12.2023 | 1 | 3
66 | 21 | TF-PSA | THERMO | Nigeria | NGA | Dangote | Dangote Cement-Nigeria | 02 | NGA02 | Obajana Cement Plant-Dangote | 01 | NGA0201 | Obajana-1 | 01 | NGA020101 | 821010 | CBX-OMNI-R | CBX-OMNI-R | Cf-252 | SP | 1800 |  |  | QCX | [5 empty] | NO | YES |  | 2007/Q1 | 2007-02-25 |  |  | 1.6.2022 | 31.5.2024 | 2 | 2
67 | 21 | TF-PSA | THERMO | Nigeria | NGA | Dangote | Dangote Cement-Nigeria | 02 | NGA02 | Obajana Cement Plant-Dangote | 01 | NGA0201 | Obajana-2 | 02 | NGA020102 | 822224 | OMNI | OMNI | Cf-252 | SP | [9 empty] | NO | YES |  | Q2/2012 |  |  |  | 1.6.2021 | 31.5.2024 | 3 | 2
68 | 21 | TF-PSA | THERMO | Nigeria | NGA | Dangote | Dangote Cement-Nigeria | 02 | NGA02 | Obajana Cement Plant-Dangote | 01 | NGA0201 | Obajana-3 | 03 | NGA020103 | 821147 | OMNI | OMNI | Cf-252 | SP | [16 empty] | 1.6.2021 | 31.5.2024 | 3 | 2
69 | 21 | TF-PSA | THERMO | Nigeria | NGA | Dangote | Dangote Cement-Nigeria | 02 | NGA02 | Dangote-Nigeria-Obajana Cement Plant | 01 | NGA0201 | Obajana-4 | 04 | NGA020104 | 823207 | OMNI | OMNI-fussion | Cf-252 | SP | [13 empty] | 31.3.2018 |  |  | 1.6.2023 | 31.5.2025 | 2 | 1
70 | 11 | SL-PSA | SPECTRA | Nigeria | NGA | Dangote | Dangote Cement-Nigeria | 02 | NGA02 | Dangote-Ibessa Cement Plant | 02 | NGA0202 | Ibessa-1 | 01 | NGA020201 | 822202 | OMNI | OMNI | Cf-252 | SP | [9 empty] | NO | YES | LIMITED | Q1/2012 |  |  |  | 1.3.2021 | 28.2.2024 | 3 | 2
71 | 11 | SL-PSA | SPECTRA | Nigeria | NGA | Dangote | Dangote Cement-Nigeria | 02 | NGA02 | Dangote-Ibessa Cement Plant | 02 | NGA0202 | Ibessa-2 | 02 | NGA020202 | 822203 | OMNI | OMNI | Cf-252 | SP | [9 empty] | NO | YES |  | Q1/2012 |  |  |  | 1.3.2021 | 28.2.2024 | 3 | 2
72 | 11 | SL-PSA | SPECTRA | Nigeria | NGA | Dangote | Dangote Cement-Nigeria | 02 | NGA02 | Dangote-Ibessa Cement Plant | 02 | NGA0202 | Ibessa-3 | 03 | NGA020203 | 822204 | OMNI | OMNI | Cf-252 | RM | [9 empty] | NO | YES |  | Q1/2012 |  |  |  | 1.3.2021 | 28.2.2024 | 3 | 2
73 | 11 | SL-PSA | SPECTRA | Nigeria | NGA | Dangote | Dangote Cement-Nigeria | 02 | NGA02 | Dangote-Ibessa Cement Plant | 02 | NGA0202 | Ibessa-4 | 04 | NGA020204 | 822205 | OMNI | OMNI | Cf-252 | RM | [9 empty] | NO | YES |  | Q1/2012 |  |  |  | 1.3.2021 | 28.2.2024 | 3 | 2
74 | 11 | SL-PSA | SPECTRA | Nigeria | NGA | Dangote | Dangote Cement-Nigeria | 02 | NGA02 | Dangote-Ibessa Cement Plant | 02 | NGA0202 | Ibessa-5 | 05 | NGA020205 |  | OMNI | OMNI | Cf-252 | SP | [16 empty] | 1.3.2021 | 28.2.2024 | 3 | 2
75 | 11 | SL-PSA | SPECTRA | Nigeria | NGA | Dangote | Dangote Cement-Nigeria | 02 | NGA02 | Dangote-Ibessa Cement Plant | 02 | NGA0202 | Ibessa-6 | 06 | NGA020206 |  | OMNI | OMNI | Cf-252 | SP | [16 empty] | 1.3.2021 | 28.2.2024 | 3 | 2
76 | 11 | SL-PSA | SPECTRA | Nigeria | NGA | Dangote | Dangote Cement-Nigeria | 02 | NGA02 | Dangote-Ibessa Cement Plant | 02 | NGA0202 | Ibessa-7 | 07 | NGA020207 |  | OMNI | OMNI | Cf-252 | RM | [16 empty] | 1.3.2021 | 28.2.2024 | 3 | 2
77 | 11 | SL-PSA | SPECTRA | Nigeria | NGA | Dangote | Dangote Cement-Nigeria | 02 | NGA02 | Dangote-Ibessa Cement Plant | 02 | NGA0202 | Ibessa-8 | 08 | NGA020208 |  | OMNI | OMNI | Cf-252 | RM | [16 empty] | 1.3.2021 | 28.2.2024 | 3 | 2
78 | 11 | SL-PSA | SPECTRA | Nigeria | NGA | Dangote | Dangote Cement-Nigeria | 02 | NGA02 | Dangote-Benue Cement Company | 03 | NGA0203 | Benue-1 | 01 | NGA020301 | 822293 | OMNI | OMNI | Cf-252 | SP | [9 empty] | NO | NO |  | Q4/12 | Nov |  |  | 1.4.2021 | 31.3.2024 | 3 | 2
79 | 11 | SL-PSA | SPECTRA | Nigeria | NGA | Dangote | Dangote Cement-Nigeria | 02 | NGA02 | Dangote-Benue Cement Company | 03 | NGA0203 | Benue-2 | 02 | NGA020302 | 822294 | OMNI | OMNI | Cf-252 | SP | [9 empty] | NO | NO |  | Q4/12 | Nov |  |  | 1.4.2021 | 31.3.2024 | 3 | 2
80 | 21 | SL/TF-PSA | THERMO | Nigeria | NGA | Dangote | Dangote Cement-Nigeria | 02 | NGA02 | Dangote-Nigeria-Okapella Cement Plant | 04 | NGA0204 | Okapella | 01 | NGA020401 |  | OMNI | OMNI | Cf-252 | SP | [16 empty] | 1.5.2023 | 30.4.2027 | 3 | 2
81 | 22 | T&M | THERMO | Nigeria | NGA | BUA | Bua Cement Co. | 03 | NGA03 | Bua Cement-Edu Plant | 01 | NGA0301 | Edu-1 | 01 | NGA030101 |  | OMNI | CB Omni | Cf-252 | SP | [12 empty] | i&c 2020 BY tfs China
82 | 22 | T&M | THERMO | Nigeria | NGA | BUA | Bua Cement Co. | 03 | NGA03 | Bua Cement-Edu Plant | 01 | NGA0301 | Edu-2 | 02 | NGA030102 |  | OMNI | CB Omni | Cf-252 | RM | [12 empty] | i&c 2020 BY tfs China
83 | 23 | I&C | THERMO | Nigeria | NGA | BUA | Bua Cement Co. | 03 | NGA03 | Bua Cement-Edu Plant | 01 | NGA0301 | Edu-3 | 03 | NGA030103 |  | OMNI | Agile-D1 | Cf-252 | RM | [12 empty] | I&C 2022 by SL
84 | 22 | T&M | THERMO | Nigeria | NGA | BUA | Bua Cement Co. | 03 | NGA03 | Bua Cement-Sokoto Plant | 02 | NGA0302 | Sokoto-1 | 01 | NGA030201 |  | OMNI | CB Omni | Cf-252 | RM | [12 empty] | 2022-02-01 |  |  | BQ
85 | 23 | I&C | THERMO | Nigeria | NGA | BUA | Bua Cement Co. | 03 | NGA03 | Bua Cement-Sokoto Plant | 02 | NGA0302 | Sokoto-2 | 02 | NGA030202 |  | OMNI | Agile-D1 | Cf-252 | RM | [12 empty] | I&C Q1/24 by SL |  |  | HM
86 | 23 | I&C | THERMO | Nigeria | NGA | MANGAL | MANGAL INDUSTRIES LTD | 04 | NGA04 | MANGAL INDUSTRIES LTD | 01 | NGA0401 | MANGAL-1 | 01 | NGA040101 |  | OMNI | Agile-D1 | Cf-252 | SP | [12 empty] | Q2/24
87 | 23 | I&C | THERMO | Nigeria | NGA | MANGAL | MANGAL INDUSTRIES LTD | 04 | NGA04 | MANGAL INDUSTRIES LTD | 01 | NGA0401 | MANGAL-1 | 02 | NGA040102 |  | OMNI | Agile-D1 | Cf-252 | RM | [12 empty] | Q2/24
88 | 10 | SL-PSA-EXP | SPECTRA | Oman | OMN | OCC | Oman Cement Company | 01 | OMN01 | Oman Cement Company | 01 | OMN0101 | OCC-1 | 01 | OMN010101 | 822193 | OMNI | OMNI | Cf-252 | SP |  |  |  | Base Cement | [5 empty] | NO | NO |  | 2011/Q2
89 | 10 | SL-PSA-EXP | SPECTRA | Oman | OMN | OCC | Oman Cement Company | 01 | OMN01 | Oman Cement Company | 01 | OMN0101 | OCC-2 | 02 | OMN010102 | 822198 | OMNI | OMNI | Cf-252 | SP |  |  |  | Base Cement | [5 empty] | NO | NO |  | 2011/Q1
90 | 24 | NOT INSTALLED | SPECTRA | Oman | OMN | RAYSUT | Raysut Cement Company | 02 | OMN02 | Raysut Cement Company | 01 | OMN0201 | Raysut | 01 | OMN020101 | 822132 | OMNI | OMNI | Cf-252 | SP | [11 empty] | Import Permit Awaited | NOT INSTALLED | System on Site
91 | 24 | NOT WORKING | THERMO | Pakistan | PAK |  | FLSA Khairpur, PCCL | 01 | PAK01 | FLSA Khairpur, PCCL | 01 | PAK0101 | Khairpur | 01 | PAK010101 | 825052 | EBA | EBA | Cf-252 | SP |  |  |  |  | ?? |  |  |  |  | ?? | ?? |  | 2007
92 | 24 | NOT WORKING | THERMO | Pakistan | PAK |  | Pakcem-Chakwal, PCCL | 02 | PAK02 | Pakcem-Chakwal, PCCL | 01 | PAK0201 | Chakwal | 01 | PAK020101 | 825053 | EBA | EBA | Cf-252 | SP |  |  |  | QCX | ?? |  |  |  |  | ?? | ?? |  | 2007
93 | 24 | NOT WORKING | THERMO | Pakistan | PAK | Lucky | Dewan Cement Company | 03 | PAK03 | Dewan Cement Company | 01 | PAK0301 | Dewan | 01 | PAK030101 | 821052 | CBX | CBX | Cf-252 | SP | [9 empty] | NO | NO |  | 2010
94 | 22 | T&M | THERMO | Pakistan | PAK | DG KHAN | DG KHAN CEMENT | 04 | PAK04 | DG KHAN CEMENT | 01 | PAK0401 | DGK | 01 | PAK040101 | 823187 | OMNI | OMNI-Flex | Cf-252 | SP | 1600 | [10 empty] | installed by Hashmat- confirmed by HM | 2019
95 | 11 | SL/TF-PSA | THERMO | Pakistan | PAK | Fauji foundation | FAUJI CEMENT CO. | 05 | PAK05 | FAUJI CEMENT-Fateh Jhang | 01 | PAK0501 | FAUJI-1 | 01 | PAK050101 | 823110 | OMNI | OMNI-Flex | Cf-252 | SP | 1400 | [11 empty] | 2019 |  |  |  | 1.2.2023 | 31.1.2026 | 3 | 2
96 | 23 | I&C | THERMO | Pakistan | PAK | Fauji foundation | FAUJI CEMENT CO. | 05 | PAK05 | FAUJI CEMENT-DG Khan | 02 | PAK0502 | FAUJI-2 | 01 | PAK050201 |  | OMNI | OMNI-Agile | Cf-252 | [17 empty] | 1.2.2023 | 31.1.2026 | 3 | 2
97 | 21 | TF-PSA | THERMO | Pakistan | PAK | Fauji foundation | Fauji Cement -Nizampur (Askari Cement) | 06 | PAK06 | Fauji Cement -Nizampur (Askari Cement) | 01 | PAK0601 | Askari-1 | 01 | PAK060101 | 823129 | OMNI | OMNI-Flex | Cf-252 | RM | 1200 | [11 empty] | 2019 |  |  |  | 4.2.2021 | 4.2.2024 | 3 | 2
98 | 21 | TF-PSA | THERMO | Pakistan | PAK | Fauji foundation | Fauji Cement -Nizampur (Askari Cement) | 06 | PAK06 | Fauji Cement -Nizampur (Askari Cement) | 01 | PAK0601 | Askari-2 | 02 | PAK060102 | 823130 | OMNI | OMNI-Flex | Cf-252 | RM | 1200 | [11 empty] | 2019 |  |  |  | 4.2.2021 | 4.2.2024 | 3 | 2
99 | 23 | WARRANTY | THERMO | Pakistan | PAK | Fauji foundation | Fauji Cement -Nizampur (Askari Cement) | 06 | PAK06 | Fauji Cement -Nizampur (Askari Cement) | 01 | PAK0601 | Askari-3 | 03 | PAK060103 | 881086 | OMNI | OMNI-Agile | Cf-252 | RM | 1400 | [10 empty] | installed by Hashmat- confirmed by HM | 2022 | 2022-11-01 |  |  | 4.2.2021 | 4.2.2024 | 3 | 2
100 | 22 | T&M | THERMO | Pakistan | PAK | Pinoneer-PK | Pioneer Cement-Pakistan | 07 | PAK07 | Pioneer Cement-Pakistan | 01 | PAK0701 | Pioneer-Pak | 01 | PAK070101 | 823187 | OMNI | OMNI-Flex | Cf-252 | SP | 1600 | [11 empty] | 2020 | 2020-01-01
101 | 20 | TF-PSA-EXP | THERMO | Qatar | QAT | QNCC | Qatar National Cement | 01 | QAT01 | Qatar National Cement | 01 | QAT0101 | QNCC1 | 01 | QAT010101 | 821046 | CBX | CBX | Cf-252 | SP | 1000 |  |  | Base Cement-Duel | [5 empty] | NO | YES | LIMITED | 2006/Q3 | 2006-09-21
102 | 20 | TF-PSA-EXP | THERMO | Qatar | QAT | QNCC | Qatar National Cement | 01 | QAT01 | Qatar National Cement | 01 | QAT0101 | QNCC2 | 02 | QAT010102 | 821127 | CBX | CBX | Cf-252 | SP | 1000 |  |  | Base Cement-Duel | [5 empty] | NO | YES | LIMITED | 2008/Q4 | 2008-10-13
103 | 20 | TF-PSA-EXP | THERMO | Qatar | QAT | QNCC | Qatar National Cement | 01 | QAT01 | Qatar National Cement | 01 | QAT0101 | QNCC3 | 03 | QAT010103 |  | OMNI-N | Omni Fusion | Ngen | SP
104 | 21 | TF-PSA | THERMO | Qatar | QAT | Al Khalij | Al Khalij cement-GCC-Doha | 02 | QAT02 | Al Khalij cement-GCC-Doha | 01 | QAT0201 | GCC-1 | 01 | QAT020101 | 821150 | CBX | CBX | Cf-252 | SP | [9 empty] | NO | YES | LIMITED | 2010/Q1 |  |  |  | 1.11.2022 | 31.10.2025 | 3 | 2
105 | 22 | T&M | THERMO | Qatar | QAT | Al Khalij | Al Khalij cement-GCC-Doha | 02 | QAT02 | Al Khalij cement-GCC-Doha | 01 | QAT0201 | GCC-2 | 02 | QAT020102 | 821151 | CBX | CBX | Cf-252 | SP | [9 empty] | NO | YES |  | 2010/Q1
106 | 22 | T&M | THERMO | Qatar | QAT | Al Khalij | Al Khalij cement-GCC-Doha | 02 | QAT02 | Al Khalij cement-GCC-Doha | 01 | QAT0201 | GCC-3 | 03 | QAT020103 |  | OMNI | OMNI | Cf-252 | RM | [12 empty] | commissioned | 2015
107 | 20 | TF-PSA-EXP | THERMO | Saudi | SUA | SAFA | Lafarge-SAFWA Cement Company | 01 | SUA01 | Lafarge-SAFWA Cement Company | 01 | SUA0101 | safwa | 01 | SUA010101 | 821149 | CBX | CBX | Cf-252 | sP |  |  |  | Base Cement | [5 empty] | NO | NO |  | 2010/Q2 |  |  |  | 1.11.2023 | 30.10.2026 | 3 | 1
108 | 0 | Decom | THERMO | Saudi | SUA | SCC | Saudi Cement-Company-Hofuf | 02 | SUA02 | Saudi Cement-Company-Hofuf | 1 | SUA021 | Hofuf 1 | 1 | SUA0211 | 820003 | CBA | CBA | Cf-252 | sP | 1200 |  |  | Base Cement-Data to PLC | [5 empty] | NO | NO |  | 1999
109 | 0 | Decom | THERMO | Saudi | SUA | SCC | Saudi Cement-Company-Hofuf | 02 | SUA02 | Saudi Cement-Company-Hofuf | 1 | SUA021 | Hofuf 2 | 2 | SUA0212 | 820004 | CBA-GN | CBA-GN | Cf-252 | SP | 1200 |  |  | Base Cement-Data to PLC |  |  | NEW |  |  | NO | NO |  | 2008/Q4 | 2008-10-28
110 | 22 | T&M | THERMO | Saudi | SUA | SCC | Saudi Cement-Company-Hofuf | 02 | SUA02 | Saudi Cement-Company-Hofuf | 1 | SUA021 | Hofuf-3 | 3 | SUA0213 | 821103 | CBX | CBX | Cf-252 | sP | 1600 |  | 2328 | Base Cement | [5 empty] | NO | YES |  | 2009/Q4 | 2009-11-24
111 | 22 | T&M | THERMO | Saudi | SUA | SCC | Saudi Cement-Company-Hofuf | 02 | SUA02 | Saudi Cement-Company-Hofuf | 1 | SUA021 | Hofuf-4 | 4 | SUA0214 | 821104 | OMNI-R | CBX-OMNI-R | Cf-252 | SP | 1600 |  | 2328 | Base Cement | [5 empty] | NO | YES |  | 2009/Q4 | 2009-11-23
112 | 22 | T&M | THERMO | Saudi | SUA | SCC | Saudi Cement-Company-Hofuf | 02 | SUA02 | Saudi Cement-Company-Hofuf | 1 | SUA021 | Hofuf-5 | 5 | SUA0215 | 821105 | OMNI-R | CBX-OMNI-R | Cf-252 | SP | 1200 |  | 2328 | Base Cement | [5 empty] | NO | YES | LIMITED | 2009/Q4 | 2009-11-22
113 | 24 | NOT WORKING | THERMO | Saudi | SUA | RCC | Riyadh Cement Company | 3 | SUA3 | Riyadh Cement Company | 1 | SUA31 | RCC-1 | 1 | SUA311 | 821067 | CBX | CBX | Cf-252 | SP | 800 |  |  | QCX | [5 empty] | NO | NO |  | 2007/Q4 | 2007-11-28
114 | 24 | NOT INSTALLED | THERMO | Saudi | SUA | RCC | Riyadh Cement Company | 3 | SUA3 | Riyadh Cement Company | 1 | SUA31 | RCC-2 | 2 | SUA312 | 821154 | CBX | CBX | Cf-252 | SP | [12 empty] | NOT INSTALLED | System on Site
115 | 22 | T&M | THERMO | Saudi | SUA | CCC | City Cement Company | 4 | SUA4 | City Cement Company | 1 | SUA41 | CCC | 1 | SUA411 | 821069 | OMNI-R | CBX-OMNI-R | Cf-252 | SP | 1400 |  |  | Base Cement | [5 empty] | NO | NO |  | 2008/Q2 | 2008-06-08
116 | 22 | T&M | THERMO | Saudi | SUA | CCC | City Cement Company | 4 | SUA4 | City Cement Company | 1 | SUA41 | CCC-2 | 2 | SUA412 |  | OMNI | OMNI | Cf-252 | SP | [12 empty] | commissioned
117 | 0 | Decom | THERMO | Saudi | SUA | NCC | Najran Cement Co. (NCC) | 5 | SUA5 | Najran Cement Co. (NCC) | 1 | SUA51 | NCC-1 | 1 | SUA511 | 821071 | CBX | CBX | Cf-252 | SP | 1400 |  |  | Base Cement | [5 empty] | NO | YES |  | 2008/Q2 | 2008-05-17
118 | 0 | Decom | THERMO | Saudi | SUA | NCC | Najran Cement Co. (NCC) | 5 | SUA5 | Najran Cement Co. (NCC) | 1 | SUA51 | NCC-2 | 2 | SUA512 | 821091 | CBX | CBX | Cf-252 | SP | 1000 |  |  | Base Cement | [5 empty] | NO | YES |  | 2009/Q2 | 2009-04-02
119 | 10 | SL-PSA | SPECTRA | Saudi | SUA | NRCC | Norther Region Cement (NRCC) | 6 | SUA6 | Norther Region Cement (NRCC) | 01 | SUA601 | NRCC-1 | 01 | SUA60101 | 821100 | CBX | CBX | Cf-252 | SP | 1400 |  |  | Base Cement | [5 empty] | NO | YES |  | 2009/Q3 | 2009-09-04 |  |  | 2022-04-01 | 2023-03-31 | 1 | 2
120 | 10 | SL-PSA | SPECTRA | Saudi | SUA | NRCC | Norther Region Cement (NRCC) | 6 | SUA6 | Norther Region Cement (NRCC) | 01 | SUA601 | NRCC-2 | 02 | SUA60102 | 822321 | OMNI | OMNI | Cf-252 | SP | [9 empty] | NO | YES |  | Q2/2013 | June |  |  | 2022-04-01 | 2023-03-31 | 1 | 2
121 | 22 | T&M | SPECTRA | Saudi | SUA | TABUK | Tabuk Cement Company | 7 | SUA7 | Tabuk Cement Company | 1 | SUA71 | Tabuk-1 | 1 | SUA711 | 820023 | CBA-GN | CBA-GN | Cf-252 | SP | 1200 |  |  | Base Cement | [5 empty] | YES | NO |  | 2004/Q1 | 2004-03-20
122 | 22 | T&M | SPECTRA | Saudi | SUA | TABUK | Tabuk Cement Company | 7 | SUA7 | Tabuk Cement Company | 1 | SUA71 | TABUK-2 | 2 | SUA712 |  | OMNI | OMNI | Cf-252 | SP | [12 empty] | commissioned
123 | 13 | SL-I&C | SPECTRA | Saudi | SUA | SPCC | Southern Province Cement Co | 8 | SUA8 | Southern Province Cement Co | 1 | SUA81 | Bisha-1 | 1 | SUA811 | 820099 | OMNI-R | CBGN-OMNI-R | Cf-252 | SP | 1400 |  |  | Base Cement | [5 empty] | YES | YES |  | 2002
124 | 23 | I&C | THERMO | Saudi | SUA | SPCC | Southern Province Cement Co | 8 | SUA8 | Southern Province Cement Co | 1 | SUA81 | Bisha-2 | 2 | SUA812 |  | OMNI | OMNI-AGILE | Cf-252 | SP | [9 empty] | YES | YES |  | I&C
125 | 13 | SL-WARR | SPECTRA | Saudi | SUA | SPCC | Southern Province Cement Co | 8 | SUA8 | Southern Province Cement Co | 02 | SUA802 | Jazan | 01 | SUA80201 | 820098 | OMNI-R | CBGN-OMNI-R | Cf-252 | SP | 1000 |  |  | Base Cement | [5 empty] | YES | YES |  | 2002
126 | 22 | T&M | THERMO | Saudi | SUA | SPCC | Southern Province Cement Co | 8 | SUA8 | Southern Province Cement Co | 3 | SUA83 | Tahama-1 | 1 | SUA831 | 821047 | CBX | CBX | Cf-252 | SP | 1400 |  |  | Base Cement | [5 empty] | YES | YES |  | 2007/Q2 | 2007-05-30
127 | 22 | T&M | THERMO | Saudi | SUA | SPCC | Southern Province Cement Co | 8 | SUA8 | Southern Province Cement Co | 3 | SUA83 | Tahama-2 | 2 | SUA832 |  | OMNI | OMNI | Cf-252 | SP | [12 empty] | commissioned
128 | 22 | T&M | THERMO | Saudi | SUA | QCC | Qassim Cement Company | 9 | SUA9 | Qassim Cement Company | 1 | SUA91 | Qassim | 1 | SUA911 | 820078 | CBGN | CBGN | Cf-252 | SP | 1400 |  |  | Base Cement | [5 empty] | NO | NO | LIMITED | 2002
129 | 11 | SL-PSA | SPECTRA | Saudi | SUA | EPCC | Eastern Province Cement Co | 10 | SUA10 | Eastern Province Cement Co | 01 | SUA1001 | EPCC-1 | 01 | SUA100101 | 820089 | OMNI-R | CBGN-OMNI-R | Cf-252 | SP | 1000 |  |  | Base Cement | [5 empty] | NO | YES | LIMITED | 2002
130 | 11 | SL-PSA | SPECTRA | Saudi | SUA | EPCC | Eastern Province Cement Co | 10 | SUA10 | Eastern Province Cement Co | 01 | SUA1001 | EPCC-2 | 02 | SUA100102 | 822249 | OMNI | OMNI | Cf-252 | SP | [13 empty] | SP
131 | 13 | SL-I&C | SPECTRA | Saudi | SUA | EPCC | Eastern Province Cement Co | 10 | SUA10 | Eastern Province Cement Co | 01 | SUA1001 | EPCC-3 | 03 | SUA100103 | TO BE ADVISED | OMNI | OMNI | Cf-252 | SP | 1200 |  |  | BASE CEMENT | [8 empty] | 2023
132 | 0 | Decom | THERMO | Saudi | SUA | ACC | Arabian Cement Company | 11 | SUA11 | Arabian Cement Company | 1 | SUA111 | Rabigh | 1 | SUA1111 | 820005 | CBA | CBA | Cf-252 | SP |  |  |  | Ramos | [5 empty] | NO | ? |  | 1996 | 1996-07-26
133 | 24 | NOT INSTALLED | THERMO | Saudi | SUA | AL Jouf | Al-Jauf Cement Company | 12 | SUA12 | Al-Jauf Cement Company | 1 | SUA121 | Al-Jauf-1 | 1 | SUA1211 | 822154 | OMNI | OMNI | Cf-252 | SP | [12 empty] | NOT INSTALLED
134 | 24 | NOT INSTALLED | THERMO | Saudi | SUA | AL Jouf | Al-Jauf Cement Company | 12 | SUA12 | Al-Jauf Cement Company | 1 | SUA121 | Al-Jauf-2 | 2 | SUA1212 | 822155 | OMNI | OMNI | Cf-252 | SP | [12 empty] | NOT INSTALLED
135 | 24 | NOT INSTALLED | THERMO | Saudi | SUA | AL Jouf | Al-Jauf Cement Company | 12 | SUA12 | Al-Jauf Cement Company | 1 | SUA121 | Al-Jauf-3 | 3 | SUA1213 |  | OMNI | OMNI | Cf-252 | SP | [12 empty] | NOT INSTALLED
136 | 22 | T&M | THERMO | Saudi | SUA | UCIC | United Cement Industrial Company (UCIC) | 13 | SUA13 | United Cement Industrial Company (UCIC) | 1 | SUA131 | UCIC-1 | 1 | SUA1311 |  | OMNI | OMNI | Cf-252 | SP
137 | 22 | T&M | THERMO | Saudi | SUA | UCIC | United Cement Industrial Company (UCIC) | 13 | SUA13 | United Cement Industrial Company (UCIC) | 1 | SUA131 | UCIC-2 | 2 | SUA1312 |  | OMNI | OMNI | Cf-252 | RM
138 | 21 | TF-PSA | THERMO | Saudi | SUA | UACC | UMM AL-QURA Cement Company (UACC) | 14 | SUA14 | UMM AL-QURA Cement Company (UACC) | 1 | SUA141 | UACC1 | 1 | SUA1411 | 981192 | OMNI | OMNI | Cf-252 | SP | [16 empty] | 1.6.2023 | 31.5.2026 | 3 | 2
139 | 22 | TF-PSA | THERMO | Saudi | SUA | UACC | UMM AL-QURA Cement Company (UACC) | 14 | SUA14 | UMM AL-QURA Cement Company (UACC) | 1 | SUA141 | UACC1 | 2 | SUA1412 |  | OMNI | OMNI | Cf-252 | RM
140 | 22 | T&M | THERMO | Saudi | SUA | YAMAMA | Yamama Cement Co. | 15 | SUA15 | Yamama Cement Co. | 1 | SUA151 | Yamma-1 | 1 | SUA1511 |  | OMNI-N | Omni Fusion | Ngen | SP
141 | 22 | T&M | THERMO | Saudi | SUA | YAMAMA | Yamama Cement Co. | 15 | SUA15 | Yamama Cement Co. | 1 | SUA151 | Yamma-2 | 2 | SUA1512 |  | OMNI-N | Omni Fusion | Ngen | RM
142 | 0 | NOT KNOWN | THERMO | Saudi | SUA | NCC | National Cement Company | 16 | SUA16 | National Cement Company | 1 | SUA161 | NCC-1 | 1 | SUA1611 |  | OMNI | OMNI |  | SP | [12 empty] | Status not Known
143 | 0 | NOT KNOWN | THERMO | Saudi | SUA | NCC | National Cement Company | 16 | SUA16 | National Cement Company | 1 | SUA161 | NCC-2 | 2 | SUA1612 |  | OMNI | OMNI |  | SP | [12 empty] | Status not Known
144 | 0 | NOT KNOWN | THERMO | Saudi | SUA | NCC | National Cement Company | 16 | SUA16 | National Cement Company | 1 | SUA161 | NCC-3 | 3 | SUA1613 |  | OMNI | OMNI |  | SP | [12 empty] | Status not Known
145 | 0 | Decom | THERMO | Senegal | SEN | VICAT | Sococim Cement Company | 1 | SEN1 | Sococim Cement Company | 1 | SEN11 | Sococim 1 | 1 | SEN111 | 800064 | BMA | BMA-GN | Cf-252 | RM |  |  |  | Ramos | [5 empty] | NO | Limited |  | 2001
146 | 0 | Decom | THERMO | Senegal | SEN | VICAT | Sococim Cement Company | 1 | SEN1 | Sococim Cement Company | 1 | SEN11 | Sococim-2 | 2 | SEN112 | 820083 | CBGN | CBGN | Cf-252 | SP | [9 empty] | ?? | ?? |  | 2000
147 | 0 | Decom | THERMO | Senegal | SEN | SAHEL | Ciments du Sahel, Senegal | 2 | SEN2 | Ciments du Sahel, Senegal | 1 | SEN21 | Sehal | 1 | SEN211 | 826021 | FSA | FSA | Cf-252 | SP | [9 empty] | ?? | ?? |  | 2003
148 | 11 | SL-PSA | SPECTRA | Senegal | SEN | Dangote | DANGOTE CEMENT-SENEGAL | 3 | SEN3 | DANGOTE CEMENT-SENEGAL | 01 | SEN301 | DCP-SENEGAL | 01 | SEN30101 | 82285 | OMNI | OMNI | Cf-252 | SP | [12 empty] | 2015 |  |  |  | 1.2.2022 | 31.1.2025 | 3 | 2
149 | 0 | NO GO | NO GO | Sudan | SDN | ATBARA | Atbara Cement Company | 1 | SDN1 | Atbara Cement Company | 1 | SDN11 | Atbara | 1 | SDN111 | 822171 | OMNI | OMNI | Cf-252 | SP |  |  |  | Base Cement | [5 empty] | NO | NO |  | 2011/Q2
150 | 0 | NO GO | NO GO | Sudan | SDN | BERBER | Berber Cement Company | 2 | SDN2 | Berber Cement Company | 1 | SDN21 | Berber | 1 | SDN211 | 822170 | OMNI | OMNI | Cf-252 | SP |  |  |  | Base Cement | [5 empty] | NO | NO |  | 2011/Q3
151 | 0 | NO GO | NO GO | Syria | SYR | Lafarge-Holcim | Lafarge Cement-Aleppo-Syria | 1 | SYR1 | Lafarge-Syria | 1 | SYR11 | Aleppo | 1 | SYR111 | 822217 | OMNI | OMNI | Cf-252 | SP |  |  |  | Base Cement | [5 empty] | NO | NO |  | 2011/Q1
152 | 0 | NO GO | NO GO | Syria | SYR | HAMA | Hama Cement Company | 2 | SYR2 | Hama Cement | 1 | SYR21 | Hama | 1 | SYR211 | 821039 | CBX | CBX | Cf-252 | SP | 1200 |  |  | QCX | [5 empty] | NO | NO |  | 2009/Q1 | 2009-06-05
153 | 21 | SL/TF-PSA | SPECTRA | Turkey | TUR | AKCANSA | AKCANSA CEMENT- BUYUKCEKMECE PLANT | 1 | TUR1 | AKCANSA CEMENT- BUYUKCEKMECE PLANT | 01 | TUR101 | Buyuk-1 | 01 | TUR10101 | 826024 | OMNI-R | EBA-OMNI-R | Cf-252 | CHECK |  |  |  | QCX | ?? |  |  |  |  | ?? | ?? |  | Q2/13 |  |  |  | 13.3.2021 | 12.3.2024 | 3 | 2
154 | 21 | SL/TF-PSA | SPECTRA | Turkey | TUR | AKCANSA | AKCANSA CEMENT- BUYUKCEKMECE PLANT | 1 | TUR1 | AKCANSA CEMENT- BUYUKCEKMECE PLANT | 01 | TUR101 | Buyuk-2 | 02 | TUR10102 | 824083 | OMNI | OMNI/NBA | Cf-252 | CHECK |  |  |  | QCX | ?? |  |  |  |  | ?? | ?? |  | 2008/Q1 | 2008-02-20 |  |  | 13.3.2021 | 12.3.2024 | 3 | 2
155 | 21 | SL/TF-PSA | SPECTRA | Turkey | TUR | AKCANSA | AKCANSA CEMENT-CANAKKALE PLANT | 1 | TUR1 | AKCANSA CEMENT-CANAKKALE PLANT | 02 | TUR102 | Chanakale-1 | 01 | TUR10201 | 826035 | OMNI-R | EBA-OMNI-R | Cf-252 | CHECK |  |  |  | QCX | ?? |  |  |  |  | ?? | ?? |  | Q2/13 |  |  |  | 13.3.2021 | 12.3.2024 | 3 | 2
156 | 21 | SL/TF-PSA | SPECTRA | Turkey | TUR | AKCANSA | AKCANSA CEMENT-CANAKKALE PLANT | 1 | TUR1 | AKCANSA CEMENT-CANAKKALE PLANT | 02 | TUR102 | Chanakale-2 | 02 | TUR10202 | 824082 | OMNI | OMNI/NBA | Cf-252 | CHECK |  |  |  | QCX | ?? |  |  |  |  | ?? | ?? |  | 2008/Q1 | 2008-04-20 |  |  | 13.3.2021 | 12.3.2024 | 3 | 2
157 | 23 | WARRANTY | THERMO | Turkey | TUR | AKCANSA | AKCANSA CEMENT-CANAKKALE PLANT | 1 | TUR1 | AKCANSA CEMENT-CANAKKALE PLANT | 2 | TUR12 | Chanakale-3 | 3 | TUR123 |  | OMNI | OMNI | Cf-252 | CHECK
158 | 22 | T&M | SPECTRA | Turkey | TUR | OYAK | OYAK-BOLU CEMENT | 2 | TUR2 | OYAK-BOLU CEMENT | 1 | TUR21 | Bolu-Bolu | 1 | TUR211 | 824079 | CBX | CBX | Cf-252 | CHECK |  |  |  | QCX | ?? |  |  |  |  | ?? | NO |  | 2008/Q1 | 2008-02-13
159 | 22 | T&M | SPECTRA | Turkey | TUR | OYAK | OYAK-BOLU ANKARA CEMENT | 2 | TUR2 | OYAK-BOLU ANKARA CEMENT | 2 | TUR22 | Bolu-Ankara | 1 | TUR221 | 891199 | OMNI | OMNI | Cf-252 | CHECK
160 | 22 | T&M | THERMO | Turkey | TUR | OYAK | OYAK Aslan Cimento | 2 | TUR2 | OYAK Aslan Cimento | 3 | TUR23 | Kocaeli | 1 | TUR231 |  | OMNI | OMNI | Cf-252 | SP
161 | 22 | T&M | SPECTRA | Turkey | TUR | OYAK | OYAK-Adana Cement Company | 2 | TUR2 | OYAK-Adana Cement Company | 4 | TUR24 | Adana | 1 | TUR241 | 821078 | CBX | CBX | Cf-252 | CHECK | 1200 |  |  | Base Cement | [5 empty] | NO | NO |  | 2007/Q4 | 2007-11-07
162 | 22 | T&M | SPECTRA | Turkey | TUR | OYAK | OYAK-Denizli Cement Plant | 2 | TUR2 | OYAK-Denizli Cement Plant | 5 | TUR25 | Denizli | 1 | TUR251 | 822268 | OMNI | OMNI | Cf-252 | CHECK | [9 empty] | NO | NO |  | Q1/2012
163 | 22 | T&M | SPECTRA | Turkey | TUR | OYAK | OYAK-Mardin-Cement -New OMNI | 2 | TUR2 | OYAK-Mardin-Cement -New OMNI | 6 | TUR26 | Mardin-2 | 1 | TUR261 | 822352 | OMNI | OMNI | Cf-252 | CHECK | [12 empty] | Q4/13
164 | 0 | NOT KNOWN | SPECTRA | Turkey | TUR | OYAK | OYAK-OYSA Nigde | 2 | TUR2 | OYAK-OYSA Nigde | 7 | TUR27 | Nigde | 1 | TUR271 | 825048 | FSA | FSA | Cf-252 | CHECK |  |  |  | ASYS | ?? |  |  |  |  | ?? | ?? |  | 2004
165 | 0 | NOT KNOWN | SPECTRA | Turkey | TUR | OYAK | OYAK-Unye Cimentos | 2 | TUR2 | OYAK-Unye Cimentos | 8 | TUR28 | Unye | 1 | TUR281 | 820088 | CBGN | CBGN | Cf-252 | SP | 1200 |  |  | Auto-Prebos | Siemens-S5 |  |  |  |  | NO | YES | Limited | 2003
166 | 22 | T&M | SPECTRA | Turkey | TUR | CIMENTAS | Cimentas-Elazig Cement Company | 3 | TUR3 | Cimentas-Elazig Cement Company | 1 | TUR31 | Elazig | 1 | TUR311 | 821048 | CBX | CBX | Cf-252 | CHECK | 800 |  |  | QCX | [5 empty] | NO | NO |  | 2007/Q3 | 2007-07-20
167 | 22 | T&M | SPECTRA | Turkey | TUR | CIMENTAS | Cimentas-Izmir Cimento Frabrikasi | 3 | TUR3 | Cimentas-Izmir Cimento Frabrikasi | 2 | TUR32 | Izmir | 1 | TUR321 | 820039 | CBA-GN | CBA-GN | Cf-252 | SP | 1000 |  |  | Base Cement-Duel | [5 empty] | NO | Yes |  | 2005/Q2 | 2005-08-15
168 | 21 | TF-PSA | THERMO | Turkey | TUR | CIMSA | Cimsa- Eskeshir- Cement | 4 | TUR4 | Cimsa- Eskeshir- Cement | 1 | TUR41 | Eskeshir | 1 | TUR411 | 821123 | OMNI-R | CBX-OMNI-R | Cf-252 | CHECK | 1200 |  |  | QCX | [5 empty] | NO | NO |  | 2008/Q2 | 2008-06-03 |  |  | 20.1.2021 | 19.1.2024 | 3 | 1
169 | 21 | TF-PSA | THERMO | Turkey | TUR | CIMSA | Cimsa-Marsin Cement | 4 | TUR4 | Cimsa-Marsin Cement | 2 | TUR42 | Marsin-1 | 1 | TUR421 | 891105 | OMNI | OMNI | Cf-252 | CHECK |  |  |  | RAMOS | [8 empty] | Q4/13 |  |  |  | 20.1.2021 | 19.1.2024 | 3 | 1
170 | 21 | TF-PSA | THERMO | Turkey | TUR | CIMSA | Cimsa-Marsin Cement | 4 | TUR4 | Cimsa-Marsin Cement | 2 | TUR42 | Marsin-2 | 2 | TUR422 | 891104 | OMNI | OMNI | Cf-252 | CHECK |  |  |  | RAMOS | [8 empty] | Q4/13 |  |  |  | 20.1.2021 | 19.1.2024 | 3 | 1
171 | 21 | TF-PSA | THERMO | Turkey | TUR | CIMSA | Cimsa-Keyseri Cement | 4 | TUR4 | Cimsa-Keyseri Cement | 3 | TUR43 | Keysire | 1 | TUR431 | 891103 | OMNI | OMNI | Cf-252 | CHECK |  |  |  | RAMOS | [8 empty] | Q1/14 |  |  |  | 20.1.2021 | 19.1.2024 | 3 | 1
172 | 11 | SL-PSA | SPECTRA | Turkey | TUR | LIMAK | Lemak-Sanliurfa Cement Plant | 5 | TUR5 | Lemak-Sanliurfa Cement Plant | 01 | TUR501 | Sanliurfa | 01 | TUR50101 | 822221 | OMNI | OMNI | Cf-252 | CHECK |  |  |  | ABB-RPM | [5 empty] | NO | NO |  | 2011/Q2 |  |  |  | 25.8.2023 | 24.8.2026 | 3 | 2
173 | 11 | SL-PSA | SPECTRA | Turkey | TUR | LIMAK | Limak-Trakya Cement | 5 | TUR5 | Limak-Trakya Cement | 02 | TUR502 | Trakya | 01 | TUR50201 |  | OMNI | OMNI | Cf-252 | CHECK | SK |  |  | RM | ABB-RPM | [5 empty] | NO |  | WS | 2011/Q2 |  |  | 25.8.2023 | 24.8.2026 | 3 | 2
174 | 11 | SL-PSA | SPECTRA | Turkey | TUR | LIMAK | Limak-Trakya (Ankara) Cement Plant | 5 | TUR5 | Limak-Trakya (Ankara) Cement Plant | 02 | TUR502 | Set Ankara (Trakya) | 02 | TUR50202 | 821121 | CBX | CBX | Cf-252 | CHECK | 800 |  |  | QCX | Siemens-S7 |  |  |  |  | NO | YES |  | 2008/Q3 | 2008-08-29 |  |  | 25.8.2023 | 24.8.2026 | 3 | 2
175 | 11 | SL-PSA | SPECTRA | Turkey | TUR | LIMAK | Limak-Balikesir Cement | 5 | TUR5 | Limak-Balikesir Cement | 3 | TUR53 | Balikesir | 01 | TUR5301 | 891112 | OMNI | OMNI | Cf-252 | CHECK | [16 empty] | 25.8.2023 | 24.8.2026 | 3 | 2
176 | 22 | T&M | SPECTRA | Turkey | TUR | AS | AS Cement - Rawmix System-Line-1 | 6 | TUR6 | AS Cement - Rawmix System-Line-1 | 1 | TUR61 | AS 1 | 1 | TUR611 | 821141 | CBX | CBX | Cf-252 | CHECK | 1200 |  |  | QCX | [5 empty] | NO | NO |  | 2009/Q1 | 2009-01-20
177 | 22 | T&M | SPECTRA | Turkey | TUR | AS | AS Cement - Rawmix System-Line-2 | 6 | TUR6 | AS Cement - Rawmix System-Line-2 | 1 | TUR61 | AS 2 | 2 | TUR612 | 821142 | CBX | CBX | Cf-252 | CHECK | 800 |  |  | QCX | [5 empty] | NO | NO |  | 2009/Q1 | 2009-01-20
178 | 22 | T&M | SPECTRA | Turkey | TUR | AS | AS Cement - Stockpile System | 6 | TUR6 | AS Cement - Stockpile System | 1 | TUR61 | AS 3 | 3 | TUR613 | 821143 | CBX | CBX | Cf-252 | CHECK | 1600 |  |  | QCX | [5 empty] | NO | NO |  | 2009/Q1 | 2009-01-20
179 | 22 | T&M | SPECTRA | Turkey | TUR | KIPAS | Kipas- Stockpile System | 7 | TUR7 | Kipas- Stockpile System | 1 | TUR71 | Kipas | 1 | TUR711 | 821144 | CBX | CBX | Cf-252 | CHECK | 1200 |  |  | QCX | [5 empty] | NO | NO |  | 2009/Q2 | 2009-03-07
180 | 22 | T&M | SPECTRA | Turkey | TUR | NUH | Nuh Cement Compnay | 8 | TUR8 | Nuh Cement Compnay | 1 | TUR81 | NUH-1 | 1 | TUR811 | 821012 | CBX | CBX | Cf-252 | CHECK | 1200 |  |  | QCX | [5 empty] | NO | YES |  | 2005/Q1 | 2005-02-14
181 | 22 | T&M | SPECTRA | Turkey | TUR | NUH | Nuh Cement Compnay | 8 | TUR8 | Nuh Cement Compnay | 1 | TUR81 | NUH-2 | 2 | TUR812 | 821013 | CBX | CBX | Cf-252 | CHECK | 1200 |  |  | QCX | [5 empty] | NO | YES |  | 2005/Q1 | 2005-02-15
182 | 0 | Decom | SPECTRA | Turkey | TUR | NUH | Nuh Cement Compnay | 8 | TUR8 | Nuh Cement Compnay | 1 | TUR81 | Nuh | 3 | TUR813 | 820037 | CBA | CBA | Cf-252 | SP | 1200 |  |  | RAMOS | [5 empty] | NO | Yes |  | 2004
183 | 21 | TF-PSA | THERMO | Turkey | TUR | GOLTAS | Goltas Cement Company | 9 | TUR9 | Goltas Cement Company | 1 | TUR91 | Goltas-1 |  | TUR91 | 822187 | OMNI | OMNI | Cf-252 | CHECK | [9 empty] | NO | NO |  | 2010/Q4 | 2010-12-20 |  |  | 1.10.2021 | 30.09.2024 | 3 | 2
184 | 21 | TF-PSA | THERMO | Turkey | TUR | GOLTAS | Goltas Cement Company | 9 | TUR9 | Goltas Cement Company | 1 | TUR91 | Goltas-2 |  | TUR91 | 822188 | OMNI | OMNI | Cf-252 | CHECK | [9 empty] | NO | NO |  | 2010/Q4 | 2010-12-20 |  |  | 1.10.2021 | 30.09.2024 | 3 | 2
185 | 11 | SL-PSA | SPECTRA | Turkey | TUR | ASKALE | Askale-Von Cement Plant | 10 | TUR10 | Askale-Von Cement Plant | 01 | TUR1001 | Von | 01 | TUR100101 | 822313 | OMNI | OMNI | Cf-252 | CHECK | [9 empty] | NO | NO |  | Q1/2013 | Mar |  |  | 08.05.2020 | 31.12..2023 | 3 | 1
186 | 11 | SL-PSA | SPECTRA | Turkey | TUR | ASKALE | Askale-Erzurum-Cement Plant | 10 | TUR10 | Askale-Erzurum-Cement Plant | 01 | TUR1001 | Erzurim |  | TUR1001 | 822319 | OMNI | OMNI | Cf-252 | CHECK | [9 empty] | NO | NO |  | Q1/2013 | Mar |  |  | 08.05.2020 | 31.12..2023 | 3 | 1
187 | 11 | SL-PSA | SPECTRA | Turkey | TUR | ASKALE | Asakale-Gumushane Ceement Plant | 10 | TUR10 | Asakale-Gumushane Ceement Plant | 01 | TUR1001 | Gumushane |  | TUR1001 | 822330 | OMNI | OMNI | Cf-252 | CHECK | [12 empty] | Q3/13 |  |  |  | 08.05.2020 | 31.12..2023 | 3 | 1
188 | 21 | TF-PSA | THERMO | Turkey | TUR | BATICEM | Baticem Cement Plant | 11 | TUR11 | Baticem Cement Plant | 1 | TUR111 | Baticem | 1 | TUR1111 | 822337 | OMNI | OMNI | Cf-252 | CHECK |  |  |  | RAMOS | [8 empty] | Q1/14 |  |  |  | 1.5.2022 | 30.4.2026 | 4 | 1
189 | 21 | TF-PSA | THERMO | Turkey | TUR | BATISOKE | Batisoke Cement Plant | 12 | TUR12 | Batisoke Cement Plant | 1 | TUR121 | Batisoke-1 | 1 | TUR1211 | 823132 | OMNI | OMNI | Cf-252 | CHECK | [16 empty] | 1.5.2022 | 30.4.2026 | 4 | 1
190 | 21 | TF-PSA | THERMO | Turkey | TUR | BATISOKE | Batisoke Cimento | 12 | TUR12 | Batisoke Cimento | 1 | TUR121 | Batisoke-2 | 2 | TUR1212 | 823133 | OMNI-N | OMNI-Flex | Ngen | CHECK | [16 empty] | 1.5.2022 | 30.4.2026 | 4 | 1
191 | 21 | TF-PSA | THERMO | Turkey | TUR | BATISOKE | Batisoke Cimento | 12 | TUR12 | Batisoke Cimento | 1 | TUR121 | Batisoke-3 | 3 | TUR1213 | 891113 | OMNI-N | OMNI-Flex | Ngen | CHECK | [16 empty] | 1.5.2022 | 30.4.2026 | 4 | 1
192 | 22 | T&M | THERMO | Turkey | TUR | YURT | Yurt Cimento San. Tic.A.S. | 13 | TUR13 | Yurt Cimento San. Tic.A.S. | 1 | TUR131 | Mus | 1 | TUR1311 |  | OMNI | OMNI | Cf-252 | CHECK
193 | 22 | T&M | THERMO | Turkey | TUR | SYCS | SYCS-ELAZIG | 14 | TUR14 | SYCS-ELAZIG | 1 | TUR141 | SYCS-1 | 1 | TUR1411 |  | OMNI | OMNI | Cf-252 | CHECK
194 | 22 | T&M | THERMO | Turkey | TUR | SYCS | SYCS-ELAZIG | 14 | TUR14 | SYCS-ELAZIG | 1 | TUR141 | SYCS-2 | 2 | TUR1412 |  | OMNI | OMNI | Cf-252 | CHECK
195 | 50 | TFS-EU | THERMO | Ukraine | UKR | LATCEM | Altcem | 1 | UKR1 | Altcem | 1 | UKR11 | Krimfa | 1 | UKR111 |  | OMNI | CB Omni | Cf-252 | SP
196 | 50 | TFS-EU | THERMO | Ukraine | UKR | Lafarge-Holcim | Holcim - Shurovo | 2 | UKR2 | Holcim - Shurovo | 1 | UKR21 | Shurovo | 1 | UKR211 |  | OMNI | CB Omni | Cf-252 | SP
197 | 50 | TFS-EU | THERMO | Ukraine | UKR | Lafarge-Holcim | Holcim - Shurovo | 2 | UKR2 | Holcim - Shurovo | 1 | UKR21 | Shurovo | 2 | UKR212 |  | OMNI | CB Omni | Cf-252 | RM
198 | 12 | SL-PSA | THERMO | Ukraine | UKR | IVANO | Ivano-Frankisk Cement | 3 | UKR3 | Ivano Frankvisk | 01 | UKR301 | Ukraine | 01 | UKR30101 |  | OMNI | CB Omni | Cf-252 | CHECK
199 | 12 | SL-PSA | THERMO | Ukraine | UKR | IVANO | Ivano-Frankisk Cement | 3 | UKR3 | Ivano-Frankisk Cement | 01 | UKR301 | Yamintsya | 02 | UKR30102 |  | OMNI | CB Omni | Cf-252 | RM
200 | 50 | TFS-EU | THERMO | Ukraine | UKR | IVANO | Ivano-Frankisk Cement | 3 | UKR3 | Ivano-Frankisk Cement | 1 | UKR31 | Yamintsya | 3 | UKR313 |  | EBA | EBA | Cf-252 | SP
201 | 50 | TFS-EU | THERMO | Ukraine | UKR | PODILSKY | Podilsky Cement | 4 | UKR4 | Podilsky Cement | 1 | UKR41 | Kamenets | 1 | UKR411 |  | OMNI | CB Omni | Cf-252 | SP
202 | 50 | TFS-EU | THERMO | Ukraine | UKR | PODILSKY | Podilsky Cement | 4 | UKR4 | Podilsky Cement | 1 | UKR41 | Kamenets | 2 | UKR412 |  | OMNI | CB Omni | Cf-252 | RM
203 | 50 | TFS-EU | THERMO | Ukraine | UKR | PODILSKY | Podilsky Cement | 4 | UKR4 | Podilsky Cement | 1 | UKR41 | Kamenets | 3 | UKR413 |  | OMNI | CB Omni | Cf-252 | SP
204 | 50 | TFS-EU | THERMO | Ukraine | UKR | Heidelberg | Heidelberg Cement | 5 | UKR5 | Heidelberg Cement | 1 | UKR51 | Kakanj Plant | 1 | UKR511 |  | O | EBA | Cf-252 | SP
205 | 22 | T&M | THERMO | Uzbekistan | UZB | DAL | Dal Teknik | 1 | UZB1 | Dal Teknik | 1 | UZB11 | Uzbekistan | 1 | UZB111 |  | OMNI-N | Omni Fusion | Ngen | SP
206 | 24 | NOT KNOWN | THERMO | Turkmenistan | TKM | KELETE | Kelete Cement Co. | 1 | TKM1 | Kelete Cement Co. | 1 | TKM11 | Kelete | 1 | TKM111 | 820115 | CBGN | CBGN | Cf-252 | SP | 1400 |  |  | Auto-Prebos | Siemens-S7 |  |  |  |  | NO | NO |  | 2005/Q2 | 2005-05-23
207 | 24 | NOT KNOWN | THERMO | Turkmenistan | TKM | LEBAP | Lebap Cement Plant | 2 | TKM2 | Lebap Cement Plant | 1 | TKM21 | Lebap | 1 | TKM211 | 822269 | OMNI | OMNI | Cf-252 | CHECK | [9 empty] | NO | NO |  | Q1/2013 | Mar
208 | 24 | NOT KNOWN | THERMO | Turkmenistan | TKM | JEBEL | Jebel Cement Plant | 3 | TKM3 | Jebel Cement Plant | 1 | TKM31 | Jebel | 1 | TKM311 | 822253 | OMNI | OMNI | Cf-252 | CHECK | [9 empty] | NO | YES |  | Q1/2012
209 | 23 | I&C | THERMO | Turkmenistan | TKM | BAHEDAN | Bahedan Cement | 4 | TKM4 | Bahedan Cement | 1 | TKM41 | BAHEDAN | 1 | TKM411 | 881123 | OMNI | Agile |  | CHECK | [12 empty] | 2022/23
210 | 23 | I&C | THERMO | Turkmenistan | TKM | BLIM MEKINA | Blim Mekina | 5 | TKM5 | Blim Mekina | 1 | TKM51 | Kelete | 1 | TKM511 | 881124 | OMNI | Agile |  | CHECK | [12 empty] | 2022/23
211 | 40 | TFS-RSA | THERMO | Tanzania | TZA | Heidelberg | Tanzania Port Land Cement | 1 | TZA1 | TPCC-Tanzania | 1 | TZA11 | TPCC-1 | 1 | TZA111 | 821130 | CBX | CBX | Cf-252 | SP | 800 |  |  | RAMOS-ABB | [5 empty] | NO | NO |  | 2009/Q2 | 2009-02-11
212 | 40 | TFS-RSA | THERMO | Tanzania | TZA | Heidelberg | Tanzania Port Land Cement | 1 | TZA1 | TPCC-Tanzania | 1 | TZA11 | TPCC-2 | 2 | TZA112 | 822289 | OMNI | OMNI | Cf-252 | SP | [9 empty] | NO | NO |  | Q4/12 | Dec
213 | 40 | TFS-RSA | THERMO | Tanzania | TZA | Dangote | DANGOTE- CEMENT-TANZANIA | 2 | TZA2 | Dangote Cement Plant-Tanzania | 1 | TZA21 | MITWARA | 1 | TZA211 |  | OMNI | OMNI | Cf-252 | SP
214 | 22 | `T&M | THERMO | Tanzania | TZA | Afrisam | AFRISAM-TANZANIA | 3 | TZA3 | Tanga Cement Plant | 1 | TZA31 | Tanga | 1 | TZA311 |  | OMNI | OMNI | Cf-252 | SP
215 | 21 | TF-PSA | THERMO | Tunisia | TUN | SECIL | SECIL | 1 | TUN1 | Ciment De Gebes | 1 | TUN11 | Gabes | 1 | TUN111 | 825060 | OMNI-R | EBA-OMNI-R | Cf-252 | SP |  |  |  | QCX | ?? |  |  |  |  | ?? | ?? |  | 2007/Q3 | 2007-07-27 |  |  | 1.2.2022 | 31.1.2025 | 3 | 1
216 | 40 | TFS-RSA | THERMO | TOGO | TGO | Heidelberg | Scancem Togo cement | 1 | TGO1 | Scancem Togo cement | 1 | TGO11 | TOGO | 1 | TGO111 |  | OMNI | OMNI | Cf-252 | SP
217 | 22 | T&M | SPECTRA | UAE | ARE | Lafarge-Holcim | Lafarge-EMCC, Dubai | 1 | ARE1 | Lafarge-EMCC, Dubai | 1 | ARE11 | EMCC | 1 | ARE111 | 821070 | CBX | CBX | Cf-252 | CHECK | 1600 |  |  | QCX | [5 empty] | NO | NO |  | 2008/Q2 | 2008-04-28
218 | 20 | TF-PSA-EXP | THERMO | UAE | ARE | ARKAN | AMBC-1 | 2 | ARE2 | AMBC-1 | 1 | ARE21 | Al Ain-1 | 1 | ARE211 | 822239 | OMNI | OMNI | Cf-252 | CHECK | [9 empty] | NO | NO |  | Q2/2012
219 | 20 | TF-PSA-EXP | THERMO | UAE | ARE | ARKAN | AMBC-2 | 2 | ARE2 | AMBC-2 | 1 | ARE21 | Al Ain-2 | 2 | ARE212 | 822241 | OMNI | OMNI | Cf-252 | CHECK | [9 empty] | NO | NO |  | Q2/2012
220 | 20 | TF-PSA-EXP | THERMO | UAE | ARE | ARKAN | AMBC-3 | 2 | ARE2 | AMBC-3 | 1 | ARE21 | Al Ain-3 | 3 | ARE213 | 822240 | OMNI | OMNI | Cf-252 | CHECK | [9 empty] | NO | NO |  | Q3/12
221 | 20 | TF-PSA-EXP | THERMO | UAE | ARE | ARKAN | AMBC-4 | 2 | ARE2 | AMBC-4 | 1 | ARE21 | Al Ain-4 | 4 | ARE214 | 822242 | OMNI | OMNI | Cf-252 | CHECK | [9 empty] | NO | NO |  | Q3/12
222 | 20 | TF-PSA-EXP | SPECTRA | UAE | ARE | Aditya Birla | Star Cement Company | 3 | ARE3 | Star Cement Company | 1 | ARE31 | Star | 1 | ARE311 | 821115 | OMNI-R | CBX-OMNI-R | Cf-252 | CHECK | 1400 |  |  | Auto-Prebos-ABB | ABB-AC800 |  |  |  |  | NO | YES |  | 2009/Q3 | 2009-07-04
223 | 10 | SL-PSA-EXP | SPECTRA | UAE | ARE | FCI | Fujairah Cement Co | 4 | ARE4 | Fujairah Cement Co | 01 | ARE401 | FUJAIRAH | 01 | ARE40101 | 821153 | CBX | CBX | Cf-252 | CHECK |  |  |  | Base Cement | [5 empty] | NO | YES |  | 2010/Q1 | Mach 2010
224 | 21 | TF-PSA | THERMO | UAE | ARE | SHARJAH | Sharjah Cement Company | 5 | ARE5 | Sharjah Cement Company | 1 | ARE51 | Sharajh | 1 | ARE511 | 822153 | OMNI | OMNI | Cf-252 | CHECK | 1400 |  |  | Manual Prebos | [6 empty] | NO |  | 2010/Q3 | Mach 2010 |  |  | 1.7.2021 | 30.6.2024 | 3 | 2
225 | 22 | T&M | SPECTRA | UAE | ARE | Pioneer | Pioneer Cement | 6 | ARE6 | Pioneer Cement | 1 | ARE61 | pioneer | 1 | ARE611 |  | OMNI | OMNI | Cf-252 | SP | [10 empty] | NO
226 | 11 | SL-PSA | SPECTRA | UAE | ARE | JSW | JSW CEMENT COMP. | 7 | ARE7 | JSW CEMENT COMP. | 1 | ARE71 | JSW | 1 | ARE711 |  | OMNI | OMNI | Cf-252 | SP | [10 empty] | NO | [5 empty] | 1.1.2024 | 31.12.2024 | 1 | 2
227 | 24 | NOT WORKING | SPECTRA | Yeman | YEM | AMRAN | Amran Cement Co. (IHI)-1 | 1 | YEM1 | Amran Cement Co. (IHI)-1 | 1 | YEM11 | Amran-1 | 1 | YEM111 | 821007 | CBX | CBX | Cf-252 | CHECK | 800 |  |  | ABB - Socket type | [5 empty] | NO | YES |  | 2007/Q2 | 2007-04-24
228 | 24 | NOT WORKING | SPECTRA | Yeman | YEM | AMRAN | Amran Cement Co. (IHI)-2 | 1 | YEM1 | Amran Cement Co. (IHI)-2 | 1 | YEM11 | Amran-2 | 2 | YEM112 | 821008 | CBX | CBX | Cf-252 | CHECK | 1400 |  |  | ABB - Socket type | [5 empty] | NO | YES |  | 2007/Q2 | 2007-04-24
229 | 11 | SL-PSA | SPECTRA | South Africa | ZAF | Afrisam | Afrisam-South Africa | 1 | ZAF1 | Afrisam-South Africa | 01 | ZAF101 | Dudfield | 01 | ZAF10101 |  | CBA-GN | CBA-GN | Cf-252 | SP | [16 empty] | 1.3.2023 | 28.2.2026 | 3 | 2
230 | 11 | SL-PSA | SPECTRA | South Africa | ZAF | Afrisam | Afrisam-South Africa | 1 | ZAF1 | Afrisam-South Africa | 02 | ZAF102 | Ulco | 01 | ZAF10201 |  | CBX | CBX | Cf-252 | CHECK | [16 empty] | 1.3.2023 | 28.2.2026 | 3 | 2
231 | 40 | TFS-RSA | THERMO | South Africa | ZAF | Dangote | DANGOTE- CEMENT-SOUTH AFRICA | 2 | ZAF2 | DANGOTE- CEMENT-SOUTH AFRICA | 1 | ZAF21 | Sephaku | 1 | ZAF211 |  | OMNI | OMNI | Cf-252 | CHECK
232 | 40 | TFS-RSA | THERMO | South Africa | ZAF | NATAL | Natal Portland Cement | 3 | ZAF3 | Natal Portland Cement | 1 | ZAF31 | Simuma | 1 | ZAF311 |  | OMNI | OMNI | Cf-252 | CHECK
233 | 40 | TFS-RSA | THERMO | South Africa | ZAF | PRETORIA | Pretoria Portland Cement | 4 | ZAF4 | PPC - De Hoek Plant | 1 | ZAF41 | De Hoek | 1 | ZAF411 |  | OMNI | OMNI-Flex | Cf-252 | CHECK
234 | 40 | TFS-RSA | THERMO | South Africa | ZAF | PRETORIA | Pretoria Portland Cement | 4 | ZAF4 | PPC Dwaalboom Plant | 1 | ZAF41 | Limpopo | 1 | ZAF411 |  | OMNI | CB Omni Fusion | Cf-252 | RM
235 | 40 | TFS-RSA | THERMO | South Africa | ZAF | PRETORIA | Pretoria Portland Cement | 4 | ZAF4 | PPC Dwaalboom Plant | 1 | ZAF41 | Limpopo | 2 | ZAF412 |  | OMNI | CB Omni Fusion | Cf-252 | SP
236 | 40 | TFS-RSA | THERMO | Zambia | ZAM | Dangote | DANGOTE- CEMENT-ZAMBIA | 1 | ZAM1 | DANGOTE- CEMENT-ZAMBIA | 1 | ZAM11 | DCP-ZAMBIA | 1 | ZAM111 |  | OMNI | OMNI | Cf-252 | CHECK
237 | 40 | TFS-RSA | THERMO | Zambia | ZAM | MPANDE | Mpande Limeston Limited | 2 | ZAM2 | Mpande Limeston Limited | 1 | ZAM21 | Mpande | 1 | ZAM211 |  | OMNI | Omni Fusion | Cf-252 | CHECK
238 | 40 | TFS-RSA | THERMO | Zambia | ZAM | Lafarge-Holcim | Lafarge Cement- Zambia | 3 | ZAM3 | Lafarge Cement- Zambia | 1 | ZAM31 | Lafarge-Zambia | 1 | ZAM311 |  | OMNI | OMNI | Cf-252 | CHECK
0

## CBA-PSA-CUSOTMER
SN | COMM CODE | COM./STAT | STATUS | ACCOUNT | Country | COUNTRY CODE-ISO | GROUP | PARENT COMPANY NAME | X | PARENT COMPNAY CODE | Plant Name | X | PLANT CODE | Site Name | X | SITE CODE | System SN | Model | System Type | Cf/Neg | Application | Belt Width(MM) | Opcon-OS | Nautilus Version | OPCON Control Software | Site PLC Type | LD Stone Version | DSP Version | RPP Version | Sqr. Card Version | Remote OPCON | Spares On-site | REMARKS | Year of I&C | Install & Start Date | Last visit | FSA | PSA START | PSA END | YRS | VISITS
1 | 11 | PSA | SL-PSA | SPECTRA | Algeria | DZA | Lafarge-Holcim | LafargeHolcim-Algeria | 01 | DZA01 | Lafarge-Algerian Cement Co, (LCM) | 01 | DZA0101 | Hydra-1 | 01 | DZA010101 | 821002 | CBX | CBX | Cf-252 | SP | 1200 |  |  | QCX |  |  | Trident |  |  | NO | NO |  | 2004 | 2004-02-25 |  |  | 1.3.2023 | 28.2.2024 | 1 | 2
2 | 11 | PSA | SL-PSA | SPECTRA | Algeria | DZA | Lafarge-Holcim | LafargeHolcim-Algeria | 01 | DZA01 | Lafarge-Algerian Cement Co, (LCM) | 01 | DZA0101 | Hydra-2 | 02 | DZA010102 | 821003 | CBX | CBX | Cf-252 | SP | 1400 |  |  | QCX |  |  | Trident |  |  | NO | NO |  | 2004 | 2004-02-25 |  |  | 1.3.2023 | 28.2.2024 | 1 | 2
3 | 11 | PSA | SL-PSA | SPECTRA | Algeria | DZA | Lafarge-Holcim | LafargeHolcim-Algeria | 01 | DZA01 | Lafarge-Ciba Cement Company-(LCO) | 02 | DZA0102 | Ciba Grey | 01 | DZA010201 | 821083 | CBX | CBX | Cf-252 | SP | 1600 |  |  | QCX | N/A |  | Trident |  |  | NO | NO |  | 2008/Q2 | 2008-06-09 |  |  | 1.3.2023 | 28.2.2024 | 1 | 2
4 | 11 | PSA | SL-PSA | SPECTRA | Algeria | DZA | Lafarge-Holcim | LafargeHolcim-Algeria | 01 | DZA01 | Lafarge--CILAS cement SPA (CILAS) | 03 | DZA0103 | Cilas | 01 | DZA010301 |  | OMNI | OMNI | Cf-252 | SP | [12 empty] | Q1/2016 |  |  |  | 1.3.2023 | 28.2.2024 | 1 | 2
5 | 11 | PSA | SL-PSA | SPECTRA | Azerbaijan | AZE | NORM | Norm Cement Company | 01 | AZE01 | Norm Cement Company | 01 | AZE0101 | Norm-1 | 01 | AZE010101 | 891119 | OMNI | OMNI | Cf-252 | SP | [16 empty] | 1.10.2022 | 30.09.2025 | 3 | 1
6 | 11 | PSA | SL-PSA | SPECTRA | Azerbaijan | AZE | NORM | Norm Cement Company | 01 | AZE01 | Norm Cement Company | 01 | AZE0101 | Norm-2 | 02 | AZE010102 | 891120 | OMNI | OMNI | Cf-252 | RM | [16 empty] | 1.10.2022 | 30.09.2025 | 3 | 1
7 | 11 | PSA | SL-PSA | SPECTRA | Congo | COG | Dangote | Dangote Cement-Congo | 01 | COG01 | Dangote Cement-Congo | 01 | COG0101 | Congo | 01 | COG010101 |  | OMNI | OMNI | Cf-252 | SP | [16 empty] | 1.2.2022 | 31.1.2023 | 1 | 1
8 | 21 | PSA | TF-PSA | THERMO | Egypt | EGY | RAMLIYA | ACC-Ramliya Cement Company | 04 | EGY04 | ACC-Ramliya Cement Company | 01 | EGY0401 | Ramliya | 01 | EGY040101 | 825072 | OMNI-R | FSA-OMNI-R | Cf-252 | SP |  |  |  | QCX | [5 empty] | ?? | NO |  | 2008/Q3 |  |  |  | 1.6.2022 | 31.5.2023 | 1 | 1
9 | 21 | PSA | TF-PSA | THERMO | Egypt | EGY | AMREYAH | Amreyah Cement Co.,Egypt | 05 | EGY05 | Amreyah Cement Co.,Egypt | 01 | EGY0501 | Amreyah | 01 | EGY050101 | 826025 | OMNI-R | FSA-OMNI-R | Cf-252 | SP | [10 empty] | ?? | [5 empty] | 1.5.2021 | 30.4.2024 | 3 | 2
10 | 11 | PSA | SL-PSA | SPECTRA | Ethiopia | ETH | Dangote | DANGOTE- CEMENT-ETHIOPEA | 02 | ETH02 | DANGOTE CEMENT-ETHIOPEA | 01 | ETH0201 | DC-ETHIOPIA 1 | 01 | ETH020101 |  | OMNI | OMNI | Cf-252 | SP |  |  |  | Base Cement | [8 empty] | 2015/Q3 |  |  |  | 1.7.2023 | 30.6.2026 | 3 | 2
11 | 11 | PSA | SL-PSA | SPECTRA | Iraq | IRQ | Lafarge-Holcim | Lafrage-Bazian Cement Company-Iraq | 01 | IRQ01 | Lafrage-Bazian Cement Company-Iraq | 01 | IRQ0101 | Baizan | 01 | IRQ010101 | 821090 | CBX | CBX | Cf-252 | SP | 1600 |  |  | Auto-Prebos |  |  | Trident |  |  | NO | YES |  | 2009/Q2 | 2009-07-16 |  |  | 1.8.2021 | 31.7.2024 | 3 | 2
12 | 21 | PSA | TF-PSA | THERMO | Lebanon | LBN | SECIL | Ciment De Sibline Company | 02 | LBN02 | Ciment De Sibline Company | 01 | LBN0201 | Sibline | 01 | LBN020101 | 820036 | OMNI-R | CBA-GN-OMNI-R | Cf-252 | sP | 1200 |  |  | Auto-Prebos |  |  | NEW |  |  | NO | YES |  | 2003/1997 |  |  |  | 1.2.2021 | 31.1.2025 | 3 | 1
13 | 21 | PSA | TF-PSA | THERMO | Lebanon | LBN | Cimenterie | Cimenterie National Cement Company | 03 | LBN03 | Cimenterie National Cement Company | 01 | LBN0301 | Chekka 2 | 01 | LBN030101 | 820050 | OMNI-R | CBA-GN-OMNI-R | Cf-252 | sP | 1000 |  |  | Base Cement |  |  | NEW |  |  | YES | NO |  | 2004/1997 |  |  |  | 1.2.2021 | 31.1.2024 | 3 | 2
14 | 21 | PSA | TF-PSA | THERMO | Lebanon | LBN | Cimenterie | Cimenterie National Cement Company | 03 | LBN03 | Cimenterie National Cement Company | 01 | LBN0301 | Chekka-4 | 02 | LBN030102 | 822307 | OMNI | OMNI | Cf-252 | sP | [9 empty] | NO | NO |  | Q1/2013 | Mar |  |  | 1.2.2021 | 31.1.2024 | 3 | 2
15 | 21 | PSA | TF-PSA | THERMO | Morocco | MAR | LafargeHolcim | Lafarge-Holcim Morocco | 01 | MAR01 | Lafarge-Holcim -Settat-Cement Plant | 01 | MAR0101 | Settat-1 | 01 | MAR010101 | 821059 | OMNI-R | CBX-OMNI-R | Cf-252 | RM | 1000 |  |  | ABB-RMP | [5 empty] | NO | NO |  | 2007/Q3 | 2007-06-29 |  |  | 20.2.23 | 20.2.26 | 3 | 2
16 | 21 | PSA | TF-PSA | THERMO | Morocco | MAR | LafargeHolcim | Lafarge-Holcim Morocco | 01 | MAR01 | Lafarge-Holcim -Settat-Cement Plant | 01 | MAR0101 | Settat-2 | 02 | MAR010102 | 821060 | OMNI-R | CBX-OMNI-R | Cf-252 | SP | 1400 |  |  | ABB-RMP | [5 empty] | NO | NO |  | 2007/Q3 | 2007-07-09 |  |  | 20.2.23 | 20.2.26 | 3 | 2
17 | 21 | PSA | TF-PSA | THERMO | Morocco | MAR | LafargeHolcim | Lafarge-Holcim Morocco | 01 | MAR01 | Lafarge-Holcim -Fes-Cement Plant | 02 | MAR0102 | Fes-1 | 01 | MAR010201 | 822195 | OMNI | OMNI | Cf-252 | SP | [9 empty] | NO | NO |  | Q2/2012 |  |  |  | 2020-10-01 | 2023-09-30 | 3 | 2
18 | 21 | PSA | TF-PSA | THERMO | Morocco | MAR | LafargeHolcim | Lafarge-Holcim Morocco | 01 | MAR01 | Lafarge-Holcim -Fes-Cement Plant | 02 | MAR0102 | Fes-2 | 02 | MAR010202 | 822196 | OMNI | OMNI | Cf-252 | RM | [9 empty] | NO | NO |  | Q2/2012 |  |  |  | 2020-10-01 | 2023-09-30 | 3 | 2
19 | 21 | PSA | TF-PSA | THERMO | Morocco | MAR | LafargeHolcim | Lafarge-Holcim Morocco | 01 | MAR01 | Lafarge-Holcim-Oujda- Cement Plant | 03 | MAR0103 | Oujda | 01 | MAR010301 | 825051 | EBA | EBA | Cf-252 | RM |  |  |  | ABB-KM | [5 empty] | ?? | ?? |  | 2007 |  |  |  | 2020-10-01 | 2023-09-30 | 3 | 2
20 | 11 | PSA | SL-PSA | SPECTRA | Nigeria | NGA | Lafarge-Holcim | Lafarge-UCC-Calabar Cement Company | 01 | NGA01 | Lafarge-UCC-Calabar Cement Company | 01 | NGA0101 | Calabar-1 | 01 | NGA010101 | 821066 | CBX | CBX | Cf-252 | SP | 1600 |  |  | QCX | [5 empty] | NO | YES |  | 2009/Q2 | 2009-05-03 |  |  | 1.1.2023 | 31.12.2023 | 1 | 3
21 | 11 | PSA | SL-PSA | SPECTRA | Nigeria | NGA | Lafarge-Holcim | Lafarge-UCC-Calabar Cement Company | 01 | NGA01 | Lafarge-UCC-Calabar Cement Company | 01 | NGA0101 | Calabar-2 | 02 | NGA010102 |  | OMNI | OMNI | Cf-252 | SP | 1600 |  |  | QCX | [5 empty] | NO | YES |  | 2009/Q2 | 2009-05-03 |  |  | 1.1.2023 | 31.12.2023 | 1 | 3
22 | 11 | PSA | SL-PSA | SPECTRA | Nigeria | NGA | Lafarge-Holcim | Lafarge-UCC-Calabar Cement Company | 01 | NGA01 | Lafarge-UCC-Calabar Cement Company | 01 | NGA0101 | Calabar-3 | 03 | NGA010103 |  | OMNI | Omni-Agile | Cf-252 | SP | [16 empty] | 1.1.2023 | 31.12.2023 | 1 | 3
23 | 21 | PSA | TF-PSA | THERMO | Nigeria | NGA | Dangote | Dangote Cement-Nigeria | 02 | NGA02 | Obajana Cement Plant-Dangote | 01 | NGA0201 | Obajana-1 | 01 | NGA020101 | 821010 | CBX-OMNI-R | CBX-OMNI-R | Cf-252 | SP | 1800 |  |  | QCX | [5 empty] | NO | YES |  | 2007/Q1 | 2007-02-25 |  |  | 1.6.2022 | 31.5.2024 | 2 | 2
24 | 21 | PSA | TF-PSA | THERMO | Nigeria | NGA | Dangote | Dangote Cement-Nigeria | 02 | NGA02 | Obajana Cement Plant-Dangote | 01 | NGA0201 | Obajana-2 | 02 | NGA020102 | 822224 | OMNI | OMNI | Cf-252 | SP | [9 empty] | NO | YES |  | Q2/2012 |  |  |  | 1.6.2021 | 31.5.2024 | 3 | 2
25 | 21 | PSA | TF-PSA | THERMO | Nigeria | NGA | Dangote | Dangote Cement-Nigeria | 02 | NGA02 | Obajana Cement Plant-Dangote | 01 | NGA0201 | Obajana-3 | 03 | NGA020103 | 821147 | OMNI | OMNI | Cf-252 | SP | [16 empty] | 1.6.2021 | 31.5.2024 | 3 | 2
26 | 21 | PSA | TF-PSA | THERMO | Nigeria | NGA | Dangote | Dangote Cement-Nigeria | 02 | NGA02 | Dangote-Nigeria-Obajana Cement Plant | 01 | NGA0201 | Obajana-4 | 04 | NGA020104 | 823207 | OMNI | OMNI-fussion | Cf-252 | SP | [13 empty] | 31.3.2018 |  |  | 1.6.2023 | 31.5.2025 | 2 | 1
27 | 11 | PSA | SL-PSA | SPECTRA | Nigeria | NGA | Dangote | Dangote Cement-Nigeria | 02 | NGA02 | Dangote-Ibessa Cement Plant | 02 | NGA0202 | Ibessa-1 | 01 | NGA020201 | 822202 | OMNI | OMNI | Cf-252 | SP | [9 empty] | NO | YES | LIMITED | Q1/2012 |  |  |  | 1.3.2021 | 28.2.2024 | 3 | 2
28 | 11 | PSA | SL-PSA | SPECTRA | Nigeria | NGA | Dangote | Dangote Cement-Nigeria | 02 | NGA02 | Dangote-Ibessa Cement Plant | 02 | NGA0202 | Ibessa-2 | 02 | NGA020202 | 822203 | OMNI | OMNI | Cf-252 | SP | [9 empty] | NO | YES |  | Q1/2012 |  |  |  | 1.3.2021 | 28.2.2024 | 3 | 2
29 | 11 | PSA | SL-PSA | SPECTRA | Nigeria | NGA | Dangote | Dangote Cement-Nigeria | 02 | NGA02 | Dangote-Ibessa Cement Plant | 02 | NGA0202 | Ibessa-3 | 03 | NGA020203 | 822204 | OMNI | OMNI | Cf-252 | RM | [9 empty] | NO | YES |  | Q1/2012 |  |  |  | 1.3.2021 | 28.2.2024 | 3 | 2
30 | 11 | PSA | SL-PSA | SPECTRA | Nigeria | NGA | Dangote | Dangote Cement-Nigeria | 02 | NGA02 | Dangote-Ibessa Cement Plant | 02 | NGA0202 | Ibessa-4 | 04 | NGA020204 | 822205 | OMNI | OMNI | Cf-252 | RM | [9 empty] | NO | YES |  | Q1/2012 |  |  |  | 1.3.2021 | 28.2.2024 | 3 | 2
31 | 11 | PSA | SL-PSA | SPECTRA | Nigeria | NGA | Dangote | Dangote Cement-Nigeria | 02 | NGA02 | Dangote-Ibessa Cement Plant | 02 | NGA0202 | Ibessa-5 | 05 | NGA020205 |  | OMNI | OMNI | Cf-252 | SP | [16 empty] | 1.3.2021 | 28.2.2024 | 3 | 2
32 | 11 | PSA | SL-PSA | SPECTRA | Nigeria | NGA | Dangote | Dangote Cement-Nigeria | 02 | NGA02 | Dangote-Ibessa Cement Plant | 02 | NGA0202 | Ibessa-6 | 06 | NGA020206 |  | OMNI | OMNI | Cf-252 | SP | [16 empty] | 1.3.2021 | 28.2.2024 | 3 | 2
33 | 11 | PSA | SL-PSA | SPECTRA | Nigeria | NGA | Dangote | Dangote Cement-Nigeria | 02 | NGA02 | Dangote-Ibessa Cement Plant | 02 | NGA0202 | Ibessa-7 | 07 | NGA020207 |  | OMNI | OMNI | Cf-252 | RM | [16 empty] | 1.3.2021 | 28.2.2024 | 3 | 2
34 | 11 | PSA | SL-PSA | SPECTRA | Nigeria | NGA | Dangote | Dangote Cement-Nigeria | 02 | NGA02 | Dangote-Ibessa Cement Plant | 02 | NGA0202 | Ibessa-8 | 08 | NGA020208 |  | OMNI | OMNI | Cf-252 | RM | [16 empty] | 1.3.2021 | 28.2.2024 | 3 | 2
35 | 11 | PSA | SL-PSA | SPECTRA | Nigeria | NGA | Dangote | Dangote Cement-Nigeria | 02 | NGA02 | Dangote-Benue Cement Company | 03 | NGA0203 | Benue-1 | 01 | NGA020301 | 822293 | OMNI | OMNI | Cf-252 | SP | [9 empty] | NO | NO |  | Q4/12 | Nov |  |  | 1.4.2021 | 31.3.2024 | 3 | 2
36 | 11 | PSA | SL-PSA | SPECTRA | Nigeria | NGA | Dangote | Dangote Cement-Nigeria | 02 | NGA02 | Dangote-Benue Cement Company | 03 | NGA0203 | Benue-2 | 02 | NGA020302 | 822294 | OMNI | OMNI | Cf-252 | SP | [9 empty] | NO | NO |  | Q4/12 | Nov |  |  | 1.4.2021 | 31.3.2024 | 3 | 2
37 | 21 | PSA | SL/TF-PSA | THERMO | Nigeria | NGA | Dangote | Dangote Cement-Nigeria | 02 | NGA02 | Dangote-Nigeria-Okapella Cement Plant | 04 | NGA0204 | Okapella | 01 | NGA020401 |  | OMNI | OMNI | Cf-252 | SP | [16 empty] | 1.5.2023 | 30.4.2027 | 3 | 2
38 | 11 | PSA | SL/TF-PSA | THERMO | Pakistan | PAK | Fauji foundation | FAUJI CEMENT CO. | 05 | PAK05 | FAUJI CEMENT-Fateh Jhang | 01 | PAK0501 | FAUJI-1 | 01 | PAK050101 | 823110 | OMNI | OMNI-Flex | Cf-252 | SP | 1400 | [11 empty] | 2019 |  |  |  | 1.2.2023 | 31.1.2026 | 3 | 2
39 | 21 | PSA | TF-PSA | THERMO | Pakistan | PAK | Fauji foundation | Fauji Cement -Nizampur (Askari Cement) | 06 | PAK06 | Fauji Cement -Nizampur (Askari Cement) | 01 | PAK0601 | Askari-1 | 01 | PAK060101 | 823129 | OMNI | OMNI-Flex | Cf-252 | RM | 1200 | [11 empty] | 2019 |  |  |  | 4.2.2021 | 4.2.2024 | 3 | 2
40 | 21 | PSA | TF-PSA | THERMO | Pakistan | PAK | Fauji foundation | Fauji Cement -Nizampur (Askari Cement) | 06 | PAK06 | Fauji Cement -Nizampur (Askari Cement) | 01 | PAK0601 | Askari-2 | 02 | PAK060102 | 823130 | OMNI | OMNI-Flex | Cf-252 | RM | 1200 | [11 empty] | 2019 |  |  |  | 4.2.2021 | 4.2.2024 | 3 | 2
41 | 21 | PSA | TF-PSA | THERMO | Qatar | QAT | Al Khalij | Al Khalij cement-GCC-Doha | 02 | QAT02 | Al Khalij cement-GCC-Doha | 01 | QAT0201 | GCC-1 | 01 | QAT020101 | 821150 | CBX | CBX | Cf-252 | SP | [9 empty] | NO | YES | LIMITED | 2010/Q1 |  |  |  | 1.11.2022 | 31.10.2025 | 3 | 2
42 | 10 | PSA-X | SL-PSA | SPECTRA | Saudi | SUA | NRCC | Norther Region Cement (NRCC) | 6 | SUA6 | Norther Region Cement (NRCC) | 01 | SUA601 | NRCC-1 | 01 | SUA60101 | 821100 | CBX | CBX | Cf-252 | SP | 1400 |  |  | Base Cement | [5 empty] | NO | YES |  | 2009/Q3 | 2009-09-04 |  |  | 2022-04-01 | 2023-03-31 | 1 | 2
43 | 10 | PSA-X | SL-PSA | SPECTRA | Saudi | SUA | NRCC | Norther Region Cement (NRCC) | 6 | SUA6 | Norther Region Cement (NRCC) | 01 | SUA601 | NRCC-2 | 02 | SUA60102 | 822321 | OMNI | OMNI | Cf-252 | SP | [9 empty] | NO | YES |  | Q2/2013 | June |  |  | 2022-04-01 | 2023-03-31 | 1 | 2
44 | 21 | PSA | TF-PSA | THERMO | Saudi | SUA | UACC | UMM AL-QURA Cement Company (UACC) | 14 | SUA14 | UMM AL-QURA Cement Company (UACC) | 1 | SUA141 | UACC1 | 1 | SUA1411 | 981192 | OMNI | OMNI | Cf-252 | SP | [16 empty] | 1.6.2023 | 31.5.2026 | 3 | 2
45 | 11 | PSA | SL-PSA | SPECTRA | Senegal | SEN | Dangote | DANGOTE CEMENT-SENEGAL | 3 | SEN3 | DANGOTE CEMENT-SENEGAL | 01 | SEN301 | DCP-SENEGAL | 01 | SEN30101 | 82285 | OMNI | OMNI | Cf-252 | SP | [12 empty] | 2015 |  |  |  | 1.2.2022 | 31.1.2025 | 3 | 2
46 | 21 | PSA | SL/TF-PSA | SPECTRA | Turkey | TUR | AKCANSA | AKCANSA CEMENT- BUYUKCEKMECE PLANT | 1 | TUR1 | AKCANSA CEMENT- BUYUKCEKMECE PLANT | 01 | TUR101 | Buyuk-1 | 01 | TUR10101 | 826024 | OMNI-R | EBA-OMNI-R | Cf-252 | CHECK |  |  |  | QCX | ?? |  |  |  |  | ?? | ?? |  | Q2/13 |  |  |  | 13.3.2021 | 12.3.2024 | 3 | 2
47 | 21 | PSA | SL/TF-PSA | SPECTRA | Turkey | TUR | AKCANSA | AKCANSA CEMENT- BUYUKCEKMECE PLANT | 1 | TUR1 | AKCANSA CEMENT- BUYUKCEKMECE PLANT | 01 | TUR101 | Buyuk-2 | 02 | TUR10102 | 824083 | OMNI | OMNI/NBA | Cf-252 | CHECK |  |  |  | QCX | ?? |  |  |  |  | ?? | ?? |  | 2008/Q1 | 2008-02-20 |  |  | 13.3.2021 | 12.3.2024 | 3 | 2
48 | 21 | PSA | SL/TF-PSA | SPECTRA | Turkey | TUR | AKCANSA | AKCANSA CEMENT-CANAKKALE PLANT | 1 | TUR1 | AKCANSA CEMENT-CANAKKALE PLANT | 02 | TUR102 | Chanakale-1 | 01 | TUR10201 | 826035 | OMNI-R | EBA-OMNI-R | Cf-252 | CHECK |  |  |  | QCX | ?? |  |  |  |  | ?? | ?? |  | Q2/13 |  |  |  | 13.3.2021 | 12.3.2024 | 3 | 2
49 | 21 | PSA | SL/TF-PSA | SPECTRA | Turkey | TUR | AKCANSA | AKCANSA CEMENT-CANAKKALE PLANT | 1 | TUR1 | AKCANSA CEMENT-CANAKKALE PLANT | 02 | TUR102 | Chanakale-2 | 02 | TUR10202 | 824082 | OMNI | OMNI/NBA | Cf-252 | CHECK |  |  |  | QCX | ?? |  |  |  |  | ?? | ?? |  | 2008/Q1 | 2008-04-20 |  |  | 13.3.2021 | 12.3.2024 | 3 | 2
50 | 21 | PSA | TF-PSA | THERMO | Turkey | TUR | CIMSA | Cimsa- Eskeshir- Cement | 4 | TUR4 | Cimsa- Eskeshir- Cement | 1 | TUR41 | Eskeshir | 1 | TUR411 | 821123 | OMNI-R | CBX-OMNI-R | Cf-252 | CHECK | 1200 |  |  | QCX | [5 empty] | NO | NO |  | 2008/Q2 | 2008-06-03 |  |  | 20.1.2021 | 19.1.2024 | 3 | 1
51 | 21 | PSA | TF-PSA | THERMO | Turkey | TUR | CIMSA | Cimsa-Marsin Cement | 4 | TUR4 | Cimsa-Marsin Cement | 2 | TUR42 | Marsin-1 | 1 | TUR421 | 891105 | OMNI | OMNI | Cf-252 | CHECK |  |  |  | RAMOS | [8 empty] | Q4/13 |  |  |  | 20.1.2021 | 19.1.2024 | 3 | 1
52 | 21 | PSA | TF-PSA | THERMO | Turkey | TUR | CIMSA | Cimsa-Marsin Cement | 4 | TUR4 | Cimsa-Marsin Cement | 2 | TUR42 | Marsin-2 | 2 | TUR422 | 891104 | OMNI | OMNI | Cf-252 | CHECK |  |  |  | RAMOS | [8 empty] | Q4/13 |  |  |  | 20.1.2021 | 19.1.2024 | 3 | 1
53 | 21 | PSA | TF-PSA | THERMO | Turkey | TUR | CIMSA | Cimsa-Keyseri Cement | 4 | TUR4 | Cimsa-Keyseri Cement | 3 | TUR43 | Keysire | 1 | TUR431 | 891103 | OMNI | OMNI | Cf-252 | CHECK |  |  |  | RAMOS | [8 empty] | Q1/14 |  |  |  | 20.1.2021 | 19.1.2024 | 3 | 1
54 | 11 | PSA | SL-PSA | SPECTRA | Turkey | TUR | LIMAK | Lemak-Sanliurfa Cement Plant | 5 | TUR5 | Lemak-Sanliurfa Cement Plant | 01 | TUR501 | Sanliurfa | 01 | TUR50101 | 822221 | OMNI | OMNI | Cf-252 | CHECK |  |  |  | ABB-RPM | [5 empty] | NO | NO |  | 2011/Q2 |  |  |  | 25.8.2023 | 24.8.2026 | 3 | 2
55 | 11 | PSA | SL-PSA | SPECTRA | Turkey | TUR | LIMAK | Limak-Trakya Cement | 5 | TUR5 | Limak-Trakya Cement | 02 | TUR502 | Trakya | 01 | TUR50201 |  | OMNI | OMNI | Cf-252 | CHECK | SK |  |  | RM | ABB-RPM | [5 empty] | NO |  | WS | 2011/Q2 |  |  | 25.8.2023 | 24.8.2026 | 3 | 2
56 | 11 | PSA | SL-PSA | SPECTRA | Turkey | TUR | LIMAK | Limak-Trakya (Ankara) Cement Plant | 5 | TUR5 | Limak-Trakya (Ankara) Cement Plant | 02 | TUR502 | Set Ankara (Trakya) | 02 | TUR50202 | 821121 | CBX | CBX | Cf-252 | CHECK | 800 |  |  | QCX | Siemens-S7 |  |  |  |  | NO | YES |  | 2008/Q3 | 2008-08-29 |  |  | 25.8.2023 | 24.8.2026 | 3 | 2
57 | 11 | PSA | SL-PSA | SPECTRA | Turkey | TUR | LIMAK | Limak-Balikesir Cement | 5 | TUR5 | Limak-Balikesir Cement | 3 | TUR53 | Balikesir | 01 | TUR5301 | 891112 | OMNI | OMNI | Cf-252 | CHECK | [16 empty] | 25.8.2023 | 24.8.2026 | 3 | 2
58 | 21 | PSA | TF-PSA | THERMO | Turkey | TUR | GOLTAS | Goltas Cement Company | 9 | TUR9 | Goltas Cement Company | 1 | TUR91 | Goltas-1 |  | TUR91 | 822187 | OMNI | OMNI | Cf-252 | CHECK | [9 empty] | NO | NO |  | 2010/Q4 | 2010-12-20 |  |  | 1.10.2021 | 30.09.2024 | 3 | 2
59 | 21 | PSA | TF-PSA | THERMO | Turkey | TUR | GOLTAS | Goltas Cement Company | 9 | TUR9 | Goltas Cement Company | 1 | TUR91 | Goltas-2 |  | TUR91 | 822188 | OMNI | OMNI | Cf-252 | CHECK | [9 empty] | NO | NO |  | 2010/Q4 | 2010-12-20 |  |  | 1.10.2021 | 30.09.2024 | 3 | 2
60 | 11 | PSA | SL-PSA | SPECTRA | Turkey | TUR | ASKALE | Askale-Von Cement Plant | 10 | TUR10 | Askale-Von Cement Plant | 01 | TUR1001 | Von | 01 | TUR100101 | 822313 | OMNI | OMNI | Cf-252 | CHECK | [9 empty] | NO | NO |  | Q1/2013 | Mar |  |  | 08.05.2020 | 31.12..2023 | 3 | 1
61 | 11 | PSA | SL-PSA | SPECTRA | Turkey | TUR | ASKALE | Askale-Erzurum-Cement Plant | 10 | TUR10 | Askale-Erzurum-Cement Plant | 01 | TUR1001 | Erzurim |  | TUR1001 | 822319 | OMNI | OMNI | Cf-252 | CHECK | [9 empty] | NO | NO |  | Q1/2013 | Mar |  |  | 08.05.2020 | 31.12..2023 | 3 | 1
62 | 11 | PSA | SL-PSA | SPECTRA | Turkey | TUR | ASKALE | Asakale-Gumushane Ceement Plant | 10 | TUR10 | Asakale-Gumushane Ceement Plant | 01 | TUR1001 | Gumushane |  | TUR1001 | 822330 | OMNI | OMNI | Cf-252 | CHECK | [12 empty] | Q3/13 |  |  |  | 08.05.2020 | 31.12..2023 | 3 | 1
63 | 21 | PSA | TF-PSA | THERMO | Turkey | TUR | BATICEM | Baticem Cement Plant | 11 | TUR11 | Baticem Cement Plant | 1 | TUR111 | Baticem | 1 | TUR1111 | 822337 | OMNI | OMNI | Cf-252 | CHECK |  |  |  | RAMOS | [8 empty] | Q1/14 |  |  |  | 1.5.2022 | 30.4.2026 | 4 | 1
64 | 21 | PSA | TF-PSA | THERMO | Turkey | TUR | BATISOKE | Batisoke Cement Plant | 12 | TUR12 | Batisoke Cement Plant | 1 | TUR121 | Batisoke-1 | 1 | TUR1211 | 823132 | OMNI | OMNI | Cf-252 | CHECK | [16 empty] | 1.5.2022 | 30.4.2026 | 4 | 1
65 | 21 | PSA | TF-PSA | THERMO | Turkey | TUR | BATISOKE | Batisoke Cimento | 12 | TUR12 | Batisoke Cimento | 1 | TUR121 | Batisoke-2 | 2 | TUR1212 | 823133 | OMNI-N | OMNI-Flex | Ngen | CHECK | [16 empty] | 1.5.2022 | 30.4.2026 | 4 | 1
66 | 21 | PSA | TF-PSA | THERMO | Turkey | TUR | BATISOKE | Batisoke Cimento | 12 | TUR12 | Batisoke Cimento | 1 | TUR121 | Batisoke-3 | 3 | TUR1213 | 891113 | OMNI-N | OMNI-Flex | Ngen | CHECK | [16 empty] | 1.5.2022 | 30.4.2026 | 4 | 1
67 | 11 | PSA | SL-PSA | THERMO | Ukraine | UKR | IVANO | Ivano-Frankisk Cement | 3 | UKR3 | Ivano Frankvisk | 01 | UKR301 | Ukraine | 01 | UKR30101 |  | OMNI | CB Omni | Cf-252 | CHECK
68 | 11 | PSA | SL-PSA | THERMO | Ukraine | UKR | IVANO | Ivano-Frankisk Cement | 3 | UKR3 | Ivano-Frankisk Cement | 01 | UKR301 | Yamintsya | 02 | UKR30102 |  | OMNI | CB Omni | Cf-252 | RM
69 | 21 | PSA | TF-PSA | THERMO | Tunisia | TUN | SECIL | SECIL | 1 | TUN1 | Ciment De Gebes | 1 | TUN11 | Gabes | 1 | TUN111 | 825060 | OMNI-R | EBA-OMNI-R | Cf-252 | SP |  |  |  | QCX | ?? |  |  |  |  | ?? | ?? |  | 2007/Q3 | 2007-07-27 |  |  | 1.2.2022 | 31.1.2025 | 3 | 1
70 | 10 | PSA-X | SL-PSA-EXP | SPECTRA | UAE | ARE | FCI | Fujairah Cement Co | 4 | ARE4 | Fujairah Cement Co | 01 | ARE401 | FUJAIRAH | 01 | ARE40101 | 821153 | CBX | CBX | Cf-252 | CHECK |  |  |  | Base Cement | [5 empty] | NO | YES |  | 2010/Q1 | Mach 2010
71 | 21 | PSA | TF-PSA | THERMO | UAE | ARE | SHARJAH | Sharjah Cement Company | 5 | ARE5 | Sharjah Cement Company | 1 | ARE51 | Sharajh | 1 | ARE511 | 822153 | OMNI | OMNI | Cf-252 | CHECK | 1400 |  |  | Manual Prebos | [6 empty] | NO |  | 2010/Q3 | Mach 2010 |  |  | 1.7.2021 | 30.6.2024 | 3 | 2
72 | 11 | PSA | SL-PSA | SPECTRA | South Africa | ZAF | Afrisam | Afrisam-South Africa | 1 | ZAF1 | Afrisam-South Africa | 01 | ZAF101 | Dudfield | 01 | ZAF10101 |  | CBA-GN | CBA-GN | Cf-252 | SP | [16 empty] | 1.3.2023 | 28.2.2026 | 3 | 2
73 | 11 | PSA | SL-PSA | SPECTRA | South Africa | ZAF | Afrisam | Afrisam-South Africa | 1 | ZAF1 | Afrisam-South Africa | 02 | ZAF102 | Ulco | 01 | ZAF10201 |  | CBX | CBX | Cf-252 | CHECK | [16 empty] | 1.3.2023 | 28.2.2026 | 3 | 2
125

## XRF-PSA-CUSTOMER
SN | COMM CODE | COM./STAT | STATUS | ACCOUNT | Country | COUNTRY CODE-ISO | GROUP | PARENT COMPANY NAME | X | PARENT COMPNAY CODE | Plant Name | X | PLANT CODE | Site Name | X | SITE CODE | System SN | Model | System Type | Cf/Neg | Application | Belt Width(MM) | Opcon-OS | Nautilus Version | OPCON Control Software | Site PLC Type | LD Stone Version | DSP Version | RPP Version | Sqr. Card Version | Remote OPCON | Spares On-site | REMARKS | Year of I&C | Install & Start Date | Last visit | FSA | PSA START | PSA END | YRS | VISITS
#REF! | 11 | PSA | SL-PSA | SPECTRA | Congo | COG | Dangote | Dangote Cement-Congo | 01 | COG01 | Dangote Cement-Congo | 01 | COG0101 | Congo | 01 | COG010101 |  | OMNI | OMNI | Cf-252 | SP | [16 empty] | 1.2.2022 | 31.1.2023 | 1 | 1
#REF! | 11 | PSA | SL-PSA | SPECTRA | Ethiopia | ETH | Dangote | DANGOTE- CEMENT-ETHIOPEA | 02 | ETH02 | DANGOTE CEMENT-ETHIOPEA | 01 | ETH0201 | DC-ETHIOPIA 1 | 01 | ETH020101 |  | OMNI | OMNI | Cf-252 | SP |  |  |  | Base Cement | [8 empty] | 2015/Q3 |  |  |  | 1.7.2023 | 30.6.2026 | 3 | 2
#REF! | 21 | PSA | SL/TF-PSA | THERMO | Nigeria | NGA | Dangote | Dangote Cement-Nigeria | 02 | NGA02 | Dangote-Nigeria-Okapella Cement Plant | 04 | NGA0204 | Okapella | 01 | NGA020401 |  | OMNI | OMNI | Cf-252 | SP | [16 empty] | 1.5.2023 | 30.4.2027 | 3 | 2
#REF! | 10 | PSA-X | SL-PSA | SPECTRA | Saudi | SUA | NRCC | Norther Region Cement (NRCC) | 6 | SUA6 | Norther Region Cement (NRCC) | 01 | SUA601 | NRCC-1 | 01 | SUA60101 | 821100 | CBX | CBX | Cf-252 | SP | 1400 |  |  | Base Cement | [5 empty] | NO | YES |  | 2009/Q3 | 2009-09-04 |  |  | 2022-04-01 | 2023-03-31 | 1 | 2
#REF! | 10 | PSA-X | SL-PSA | SPECTRA | Saudi | SUA | NRCC | Norther Region Cement (NRCC) | 6 | SUA6 | Norther Region Cement (NRCC) | 01 | SUA601 | NRCC-2 | 02 | SUA60102 | 822321 | OMNI | OMNI | Cf-252 | SP | [9 empty] | NO | YES |  | Q2/2013 | June |  |  | 2022-04-01 | 2023-03-31 | 1 | 2
#REF! | 11 | PSA | SL-PSA | SPECTRA | Senegal | SEN | Dangote | DANGOTE CEMENT-SENEGAL | 3 | SEN3 | DANGOTE CEMENT-SENEGAL | 01 | SEN301 | DCP-SENEGAL | 01 | SEN30101 | 82285 | OMNI | OMNI | Cf-252 | SP | [12 empty] | 2015 |  |  |  | 1.2.2022 | 31.1.2025 | 3 | 2
#REF! | 10 | PSA-X | SL-PSA-EXP | SPECTRA | UAE | ARE | FCI | Fujairah Cement Co | 4 | ARE4 | Fujairah Cement Co | 01 | ARE401 | FUJAIRAH | 01 | ARE40101 | 821153 | CBX | CBX | Cf-252 | CHECK |  |  |  | Base Cement | [5 empty] | NO | YES |  | 2010/Q1 | Mach 2010
#REF! | 11 | PSA | SL-PSA | SPECTRA | South Africa | ZAF | Afrisam | Afrisam-South Africa | 1 | ZAF1 | Afrisam-South Africa | 01 | ZAF101 | Dudfield | 01 | ZAF10101 |  | CBA-GN | CBA-GN | Cf-252 | SP | [16 empty] | 1.3.2023 | 28.2.2026 | 3 | 2
#REF! | 11 | PSA | SL-PSA | SPECTRA | South Africa | ZAF | Afrisam | Afrisam-South Africa | 1 | ZAF1 | Afrisam-South Africa | 02 | ZAF102 | Ulco | 01 | ZAF10201 |  | CBX | CBX | Cf-252 | CHECK | [16 empty] | 1.3.2023 | 28.2.2026 | 3 | 2
15

## EMPLOYEE
FIRST NAME | MIDDLE NAME | LAST NAME